## Cover Sheet
DRAFT
Spreadsheet Model to Calculate Flow Patterns Associated with
Flap Gate and Riser Flow Control Structure for
In-Pipe Storage of Stormwater and
to Reduce the Frequency of Critical Flow in Small Streams
Version 10, Revision 2
2020-11-25
Acknowledgements
Hamilton County Soil Conservation District – Adam Lehmann and John Nelson
USEPA – James Goodrich, Ph.D and John Hall
APTIM, LLC - Radha Krishan, Greg Meiners, Don Schupp, Sue Witt, Dave Elstun, John Brannon, and Gary Lubbers of APTIM Federal Services, LLC.
Disclaimer
The calculations in this spreadsheet are based on currently established science and the calculation methodology is presented in the the accompanying user manual.
Due to funding limitations and project scope, this software has not been field-tested. Due to the complexity and diversity of the interactions between an application and its environment, many of these interactions cannot be predicted at testing time and there are so many cases to be tested that they cannot be all feasibly addressed before any software is released. The user is urged to verify the application and the calculated results.

## Flap Gate - Inputs and Outputs
Input
Pipe Parameters (for the pipe immediately upstream of the flap gate retrofit) | [8 empty] | Conversions |  |  |  | Constants
This program is currently only valid for circular pipes. | [8 empty] | 1 | feet | 12 | inches | Density of Water |  | 8.34 | lb/gal
Pipe Diameter | Enter the channel diameter | D | 24 | inches | 2 | feet |  |  | 6 | inches | 0.5 | feet |  |  | 62.4 | lb/ft^3
Pipe Radius | The radius is automatically calculated | R | 12 | inches | 1 | feet | [6 empty] | Acceleration due to gravity | g | 32.2 | ft/sec^2
Height of water | Enter height to which water is backed-up above the pipe invert (maximum height is 20 feet). | H | 48 | inches | 4 | feet
Maximum Height of Water | The maximum height to which water can be backed up above the pipe invert without causing flooding set in this program to 20 feet. |  | 240 | inches | 20 | feet
Pipe Slope | Enter the slope of the pipe | s | 1% | percent | <5%
|  |  | 0.01 | ft/ft
Manning's Coefficient | Enter the Manning's Roughness Coefficient | n | 0.011
Flap Gate Parameters
Bottom Opening | Enter the height of any opening cut into the gate (height above pipe invert). | G | 3 | inches | 0.25 | feet | G<R
Weight of Gate | Enter the weight of the flap gate | w | 250 | lbs
Additional Weight | Enter any additional weight placed on the gate or the total equivalent weight of the sum of forces applied via other mechanism. | W | 2500 | lbs
Initial Angle of gate | Enter the initial angle of the gate | q | 5 | degrees
*Future* Enter the location of the weight from the hinge | Location of Weight (L) | L | Not used | feet from hinge
Bottom Opening Discharge Coeff | Dimensionless number for pressure loss in nozzles and orifices. | 0.7
Output (specific to input height of water) |  | 48 | inches |  |  |  | Optional Input
Flow Rate | Total Flow Rate from the Pipe | Q | 35.2956 | cfs |  |  | To add lines to the flow curves to show the estimated critical flow and critical velocity for this site:
|  |  | 15840.6752 | gpm |  |  | Critical Flow | 2.5 | cfs
[7 empty] | Critical Velocity |  | fps
Velocity | Velocity of Water from the Pipe | V | 11.2349 | ft/sec
Area of Bottom Opening | Area open to flow through the opening at the bottom of the gate |  | 0.22666 | ft^2
Equivalent Diameter as Circular Opening | Equivalent diameter as circular opening at the bottom of the gate |  | 6.4464 | inches
Flow Area | Total Equivalent Flow Area (dependent upon angle of gate opening) | A | 3.1416 | ft^2
Force Required to Keep Gate Shut
Water Force on Gate | This is the force of water on the gate |  | 8416.4524 | ft-lb/sec^2
Down Force on Gate | This is the gravitational force on the gate. |  | 7717.641 | ft-lb/sec^2
Status of Gate Opening | Gate is "Open" or "Closed" | Gate is | Open
Additional Pull Force Required | This force represents the additional force required to keep the gate closed |  | 698.8114 | ft-lb/sec^2
Angle of Opening | This is the angle of the gate opening |  | Fully Open | degrees
Output (data series table for full range of potential water heights)
The output below shows the flow rate, velocity, gate open status, and angle of gate opening for all values of "height of water" upto the maximum height of water (in one-inch increments). This data is also graphed in the charts on the associated sheets.
Height of Water (inches) | Flow (cfs) | Velocity (fps) | Gate Open? | Angle of Gate | Height of water (ft)
1 | 0.087179 | 1.9464 | Closed | 0 | 0.083333
2 | 0.38115 | 3.0482 | Closed | 0 | 0.16667
3 | 0.63662 | 2.8087 | Closed | 0 | 0.25
4 | 0.7351 | 3.2432 | Closed | 0 | 0.33333
5 | 0.82187 | 3.6261 | Closed | 0 | 0.41667
6 | 0.90031 | 3.9722 | Closed | 0 | 0.5
7 | 0.97245 | 4.2904 | Closed | 0 | 0.58333
8 | 1.0396 | 4.5866 | Closed | 0 | 0.66667
9 | 1.1027 | 4.8649 | Closed | 0 | 0.75
10 | 1.1623 | 5.128 | Closed | 0 | 0.83333
11 | 1.219 | 5.3783 | Closed | 0 | 0.91667
12 | 1.2732 | 5.6175 | Closed | 0 | 1
13 | 1.3252 | 5.8469 | Closed | 0 | 1.0833
14 | 1.3752 | 6.0676 | Closed | 0 | 1.1667
15 | 1.4235 | 6.2805 | Closed | 0 | 1.25
16 | 1.4702 | 6.4865 | Closed | 0 | 1.3333
17 | 1.5155 | 6.6861 | Closed | 0 | 1.4167
18 | 1.5594 | 6.88 | Closed | 0 | 1.5
19 | 1.6021 | 7.0685 | Closed | 0 | 1.5833
20 | 1.6437 | 7.2521 | Closed | 0 | 1.6667
21 | 1.6843 | 7.4312 | Closed | 0 | 1.75
22 | 1.724 | 7.6061 | Closed | 0 | 1.8333
23 | 1.7627 | 7.777 | Closed | 0 | 1.9167
24 | 1.8006 | 7.9443 | Closed | 0 | 2
25 | 1.8378 | 8.1081 | Closed | 0 | 2.0833
26 | 1.8741 | 8.2687 | Closed | 0 | 2.1667
27 | 1.9098 | 8.4262 | Closed | 0 | 2.25
28 | 1.9449 | 8.5808 | Closed | 0 | 2.3333
29 | 1.9793 | 8.7327 | Closed | 0 | 2.4167
30 | 2.0132 | 8.882 | Closed | 0 | 2.5
31 | 2.0464 | 9.0288 | Closed | 0 | 2.5833
32 | 2.0792 | 9.1733 | Closed | 0 | 2.6667
33 | 2.1114 | 9.3155 | Closed | 0 | 2.75
34 | 2.1432 | 9.4556 | Closed | 0 | 2.8333
35 | 2.1745 | 9.5937 | Closed | 0 | 2.9167
36 | 2.2053 | 9.7297 | Closed | 0 | 3
37 | 2.2357 | 9.864 | Closed | 0 | 3.0833
38 | 2.2657 | 9.9964 | Closed | 0 | 3.1667
39 | 2.2954 | 10.127 | Closed | 0 | 3.25
40 | 2.3246 | 10.2561 | Closed | 0 | 3.3333
41 | 2.3535 | 10.3835 | Closed | 0 | 3.4167
42 | 2.382 | 10.5093 | Closed | 0 | 3.5
43 | 2.4102 | 10.6337 | Closed | 0 | 3.5833
44 | 2.4381 | 10.7566 | Closed | 0 | 3.6667
45 | 34.1748 | 10.8782 | Open | Fully Open | 3.75
46 | 34.5525 | 10.9984 | Open | Fully Open | 3.8333
47 | 34.926 | 11.1173 | Open | Fully Open | 3.9167
48 | 35.2956 | 11.2349 | Open | Fully Open | 4
49 | 35.6614 | 11.3514 | Open | Fully Open | 4.0833
50 | 36.0234 | 11.4666 | Open | Fully Open | 4.1667
51 | 36.3819 | 11.5807 | Open | Fully Open | 4.25
52 | 36.7368 | 11.6937 | Open | Fully Open | 4.3333
53 | 37.0884 | 11.8056 | Open | Fully Open | 4.4167
54 | 37.4367 | 11.9165 | Open | Fully Open | 4.5
55 | 37.7817 | 12.0263 | Open | Fully Open | 4.5833
56 | 38.1236 | 12.1351 | Open | Fully Open | 4.6667
57 | 38.4625 | 12.243 | Open | Fully Open | 4.75
58 | 38.7984 | 12.3499 | Open | Fully Open | 4.8333
59 | 39.1315 | 12.4559 | Open | Fully Open | 4.9167
60 | 39.4617 | 12.5611 | Open | Fully Open | 5
61 | 39.7892 | 12.6653 | Open | Fully Open | 5.0833
62 | 40.114 | 12.7687 | Open | Fully Open | 5.1667
63 | 40.4362 | 12.8712 | Open | Fully Open | 5.25
64 | 40.7559 | 12.973 | Open | Fully Open | 5.3333
65 | 41.073 | 13.074 | Open | Fully Open | 5.4167
66 | 41.3878 | 13.1741 | Open | Fully Open | 5.5
67 | 41.7002 | 13.2736 | Open | Fully Open | 5.5833
68 | 42.0102 | 13.3723 | Open | Fully Open | 5.6667
69 | 42.318 | 13.4702 | Open | Fully Open | 5.75
70 | 42.6235 | 13.5675 | Open | Fully Open | 5.8333
71 | 42.9269 | 13.6641 | Open | Fully Open | 5.9167
72 | 43.2281 | 13.7599 | Open | Fully Open | 6
73 | 43.5273 | 13.8552 | Open | Fully Open | 6.0833
74 | 43.8244 | 13.9497 | Open | Fully Open | 6.1667
75 | 44.1195 | 14.0437 | Open | Fully Open | 6.25
76 | 44.4127 | 14.137 | Open | Fully Open | 6.3333
77 | 44.7039 | 14.2297 | Open | Fully Open | 6.4167
78 | 44.9933 | 14.3218 | Open | Fully Open | 6.5
79 | 45.2808 | 14.4133 | Open | Fully Open | 6.5833
80 | 45.5665 | 14.5043 | Open | Fully Open | 6.6667
81 | 45.8504 | 14.5946 | Open | Fully Open | 6.75
82 | 46.1325 | 14.6844 | Open | Fully Open | 6.8333
83 | 46.413 | 14.7737 | Open | Fully Open | 6.9167
84 | 46.6917 | 14.8624 | Open | Fully Open | 7
85 | 46.9688 | 14.9506 | Open | Fully Open | 7.0833
86 | 47.2443 | 15.0383 | Open | Fully Open | 7.1667
87 | 47.5182 | 15.1255 | Open | Fully Open | 7.25
88 | 47.7905 | 15.2122 | Open | Fully Open | 7.3333
89 | 48.0613 | 15.2984 | Open | Fully Open | 7.4167
90 | 48.3305 | 15.3841 | Open | Fully Open | 7.5
91 | 48.5983 | 15.4693 | Open | Fully Open | 7.5833
92 | 48.8646 | 15.5541 | Open | Fully Open | 7.6667
93 | 49.1294 | 15.6384 | Open | Fully Open | 7.75
94 | 49.3929 | 15.7222 | Open | Fully Open | 7.8333
95 | 49.6549 | 15.8056 | Open | Fully Open | 7.9167
96 | 49.9155 | 15.8886 | Open | Fully Open | 8
97 | 50.1749 | 15.9712 | Open | Fully Open | 8.0833
98 | 50.4328 | 16.0533 | Open | Fully Open | 8.1667
99 | 50.6895 | 16.135 | Open | Fully Open | 8.25
100 | 50.9448 | 16.2162 | Open | Fully Open | 8.3333
101 | 51.1989 | 16.2971 | Open | Fully Open | 8.4167
102 | 51.4518 | 16.3776 | Open | Fully Open | 8.5
103 | 51.7034 | 16.4577 | Open | Fully Open | 8.5833
104 | 51.9537 | 16.5374 | Open | Fully Open | 8.6667
105 | 52.2029 | 16.6167 | Open | Fully Open | 8.75
106 | 52.4509 | 16.6956 | Open | Fully Open | 8.8333
107 | 52.6978 | 16.7742 | Open | Fully Open | 8.9167
108 | 52.9434 | 16.8524 | Open | Fully Open | 9
109 | 53.188 | 16.9303 | Open | Fully Open | 9.0833
110 | 53.4314 | 17.0077 | Open | Fully Open | 9.1667
111 | 53.6737 | 17.0849 | Open | Fully Open | 9.25
112 | 53.915 | 17.1617 | Open | Fully Open | 9.3333
113 | 54.1551 | 17.2381 | Open | Fully Open | 9.4167
114 | 54.3942 | 17.3142 | Open | Fully Open | 9.5
115 | 54.6323 | 17.39 | Open | Fully Open | 9.5833
116 | 54.8693 | 17.4654 | Open | Fully Open | 9.6667
117 | 55.1053 | 17.5406 | Open | Fully Open | 9.75
118 | 55.3403 | 17.6154 | Open | Fully Open | 9.8333
119 | 55.5743 | 17.6898 | Open | Fully Open | 9.9167
120 | 55.8073 | 17.764 | Open | Fully Open | 10
121 | 56.0393 | 17.8379 | Open | Fully Open | 10.0833
122 | 56.2704 | 17.9114 | Open | Fully Open | 10.1667
123 | 56.5006 | 17.9847 | Open | Fully Open | 10.25
124 | 56.7298 | 18.0576 | Open | Fully Open | 10.3333
125 | 56.9581 | 18.1303 | Open | Fully Open | 10.4167
126 | 57.1854 | 18.2027 | Open | Fully Open | 10.5
127 | 57.4119 | 18.2748 | Open | Fully Open | 10.5833
128 | 57.6375 | 18.3466 | Open | Fully Open | 10.6667
129 | 57.8622 | 18.4181 | Open | Fully Open | 10.75
130 | 58.0861 | 18.4894 | Open | Fully Open | 10.8333
131 | 58.309 | 18.5603 | Open | Fully Open | 10.9167
132 | 58.5312 | 18.631 | Open | Fully Open | 11
133 | 58.7525 | 18.7015 | Open | Fully Open | 11.0833
134 | 58.9729 | 18.7717 | Open | Fully Open | 11.1667
135 | 59.1926 | 18.8416 | Open | Fully Open | 11.25
136 | 59.4114 | 18.9112 | Open | Fully Open | 11.3333
137 | 59.6294 | 18.9806 | Open | Fully Open | 11.4167
138 | 59.8466 | 19.0498 | Open | Fully Open | 11.5
139 | 60.0631 | 19.1187 | Open | Fully Open | 11.5833
140 | 60.2788 | 19.1873 | Open | Fully Open | 11.6667
141 | 60.4936 | 19.2557 | Open | Fully Open | 11.75
142 | 60.7078 | 19.3239 | Open | Fully Open | 11.8333
143 | 60.9212 | 19.3918 | Open | Fully Open | 11.9167
144 | 61.1338 | 19.4595 | Open | Fully Open | 12
145 | 61.3457 | 19.5269 | Open | Fully Open | 12.0833
146 | 61.5569 | 19.5942 | Open | Fully Open | 12.1667
147 | 61.7673 | 19.6612 | Open | Fully Open | 12.25
148 | 61.9771 | 19.7279 | Open | Fully Open | 12.3333
149 | 62.1861 | 19.7945 | Open | Fully Open | 12.4167
150 | 62.3944 | 19.8608 | Open | Fully Open | 12.5
151 | 62.6021 | 19.9269 | Open | Fully Open | 12.5833
152 | 62.809 | 19.9927 | Open | Fully Open | 12.6667
153 | 63.0153 | 20.0584 | Open | Fully Open | 12.75
154 | 63.2209 | 20.1238 | Open | Fully Open | 12.8333
155 | 63.4258 | 20.1891 | Open | Fully Open | 12.9167
156 | 63.6301 | 20.2541 | Open | Fully Open | 13
157 | 63.8337 | 20.3189 | Open | Fully Open | 13.0833
158 | 64.0367 | 20.3835 | Open | Fully Open | 13.1667
159 | 64.239 | 20.4479 | Open | Fully Open | 13.25
160 | 64.4407 | 20.5121 | Open | Fully Open | 13.3333
161 | 64.6418 | 20.5761 | Open | Fully Open | 13.4167
162 | 64.8422 | 20.6399 | Open | Fully Open | 13.5
163 | 65.042 | 20.7035 | Open | Fully Open | 13.5833
164 | 65.2412 | 20.7669 | Open | Fully Open | 13.6667
165 | 65.4398 | 20.8301 | Open | Fully Open | 13.75
166 | 65.6378 | 20.8932 | Open | Fully Open | 13.8333
167 | 65.8352 | 20.956 | Open | Fully Open | 13.9167
168 | 66.0321 | 21.0187 | Open | Fully Open | 14
169 | 66.2283 | 21.0811 | Open | Fully Open | 14.0833
170 | 66.4239 | 21.1434 | Open | Fully Open | 14.1667
171 | 66.619 | 21.2055 | Open | Fully Open | 14.25
172 | 66.8135 | 21.2674 | Open | Fully Open | 14.3333
173 | 67.0075 | 21.3291 | Open | Fully Open | 14.4167
174 | 67.2009 | 21.3907 | Open | Fully Open | 14.5
175 | 67.3937 | 21.4521 | Open | Fully Open | 14.5833
176 | 67.586 | 21.5133 | Open | Fully Open | 14.6667
177 | 67.7777 | 21.5743 | Open | Fully Open | 14.75
178 | 67.9689 | 21.6352 | Open | Fully Open | 14.8333
179 | 68.1596 | 21.6959 | Open | Fully Open | 14.9167
180 | 68.3497 | 21.7564 | Open | Fully Open | 15
181 | 68.5393 | 21.8167 | Open | Fully Open | 15.0833
182 | 68.7283 | 21.8769 | Open | Fully Open | 15.1667
183 | 68.9169 | 21.9369 | Open | Fully Open | 15.25
184 | 69.1049 | 21.9968 | Open | Fully Open | 15.3333
185 | 69.2925 | 22.0565 | Open | Fully Open | 15.4167
186 | 69.4795 | 22.116 | Open | Fully Open | 15.5
187 | 69.666 | 22.1754 | Open | Fully Open | 15.5833
188 | 69.852 | 22.2346 | Open | Fully Open | 15.6667
189 | 70.0376 | 22.2937 | Open | Fully Open | 15.75
190 | 70.2226 | 22.3526 | Open | Fully Open | 15.8333
191 | 70.4072 | 22.4113 | Open | Fully Open | 15.9167
192 | 70.5912 | 22.4699 | Open | Fully Open | 16
193 | 70.7748 | 22.5283 | Open | Fully Open | 16.0833
194 | 70.958 | 22.5866 | Open | Fully Open | 16.1667
195 | 71.1406 | 22.6448 | Open | Fully Open | 16.25
196 | 71.3228 | 22.7027 | Open | Fully Open | 16.3333
197 | 71.5045 | 22.7606 | Open | Fully Open | 16.4167
198 | 71.6857 | 22.8183 | Open | Fully Open | 16.5
199 | 71.8665 | 22.8758 | Open | Fully Open | 16.5833
200 | 72.0469 | 22.9332 | Open | Fully Open | 16.6667
201 | 72.2268 | 22.9905 | Open | Fully Open | 16.75
202 | 72.4062 | 23.0476 | Open | Fully Open | 16.8333
203 | 72.5852 | 23.1046 | Open | Fully Open | 16.9167
204 | 72.7638 | 23.1614 | Open | Fully Open | 17
205 | 72.9419 | 23.2181 | Open | Fully Open | 17.0833
206 | 73.1196 | 23.2747 | Open | Fully Open | 17.1667
207 | 73.2969 | 23.3311 | Open | Fully Open | 17.25
208 | 73.4737 | 23.3874 | Open | Fully Open | 17.3333
209 | 73.6501 | 23.4436 | Open | Fully Open | 17.4167
210 | 73.8261 | 23.4996 | Open | Fully Open | 17.5
211 | 74.0017 | 23.5555 | Open | Fully Open | 17.5833
212 | 74.1768 | 23.6112 | Open | Fully Open | 17.6667
213 | 74.3515 | 23.6668 | Open | Fully Open | 17.75
214 | 74.5259 | 23.7223 | Open | Fully Open | 17.8333
215 | 74.6998 | 23.7777 | Open | Fully Open | 17.9167
216 | 74.8733 | 23.8329 | Open | Fully Open | 18
217 | 75.0464 | 23.888 | Open | Fully Open | 18.0833
218 | 75.2192 | 23.943 | Open | Fully Open | 18.1667
219 | 75.3915 | 23.9979 | Open | Fully Open | 18.25
220 | 75.5634 | 24.0526 | Open | Fully Open | 18.3333
221 | 75.735 | 24.1072 | Open | Fully Open | 18.4167
222 | 75.9061 | 24.1617 | Open | Fully Open | 18.5
223 | 76.0769 | 24.216 | Open | Fully Open | 18.5833
224 | 76.2473 | 24.2703 | Open | Fully Open | 18.6667
225 | 76.4173 | 24.3244 | Open | Fully Open | 18.75
226 | 76.5869 | 24.3784 | Open | Fully Open | 18.8333
227 | 76.7561 | 24.4322 | Open | Fully Open | 18.9167
228 | 76.925 | 24.486 | Open | Fully Open | 19
229 | 77.0935 | 24.5396 | Open | Fully Open | 19.0833
230 | 77.2617 | 24.5932 | Open | Fully Open | 19.1667
231 | 77.4295 | 24.6466 | Open | Fully Open | 19.25
232 | 77.5969 | 24.6999 | Open | Fully Open | 19.3333
233 | 77.7639 | 24.753 | Open | Fully Open | 19.4167
234 | 77.9306 | 24.8061 | Open | Fully Open | 19.5
235 | 78.097 | 24.859 | Open | Fully Open | 19.5833
236 | 78.263 | 24.9119 | Open | Fully Open | 19.6667
237 | 78.4286 | 24.9646 | Open | Fully Open | 19.75
238 | 78.5939 | 25.0172 | Open | Fully Open | 19.8333
239 | 78.7588 | 25.0697 | Open | Fully Open | 19.9167
240 | 78.9234 | 25.1221 | Open | Fully Open | 20
Note on B7: Rajib Sinha: The height of the water can be greater than the channel diameter up to 20 feet total.
Note on B8: Rajib Sinha: This is the maximum height of water before flooding occurs elsewhere in the system. Limited to 20 feet in this model.
Note on B10: Rajib Sinha: Ideally, the slope should be constant for about 10 pipe diameters upstream. The program only accepts slopes up to 5% (since Manning's equation does not produce good results above that slope).
Note on B12: Rajib Sinha: Usually between 0.0009 to 0.05. Should be adjusted for the condition of the pipe. For concrete pipe, use 0.011 as the initial parameter but this parameter is a function of the flow height so increase the number for pipes flowing more than a quarter full.Combined Flapgate Model V8R3.xlsx
Note on B15: Rajib Sinha: This parameter assumes a segment of the gate is removed to allow water to flow under low-flow conditions. Enter "0" if there is no opening. Must be less than half the pipe diameter. If you have a circular opening (e.g., a pipe in the flap gate), change this parameter until you get an "equivalent diameter" to match the diameter of the circular opening. The circular opening must be at the bottom of the flap gate.
Note on B17: Rajib Sinha: Force can be placed on the gate using springs or magnets or some other device. Convert the sum of forces to a weight to be input into this cell.
Note on B18: Rajib Sinha: The flap gate should be mounted on a flat-black seat with a seating face machined at an angle of 5 degrees or more from the vertical. This allows the gate to have a horizontal face component to completely seat the gate by gravity. If the gate is not mounted at an angle, enter "0" in this cell.
Note on A19: Rajib Sinha: This parameter is the location of the weight from the hinge. The current model does not include this parameter and the weight has been assumed to be located at the center of moment for the gate.
Note on B20: Rajib Sinha: The discharge coefficient is a dimensionless number used to characterize the flow and pressure loss behavior of nozzles and orifices in fluid systems. Use 0.8 as the initial parameter.
Note on A36: Rajib Sinha: If the gate is closed, this is the static head on the gate. Otherwise, it's the equivalent force on the center of moment of the gate.
Note on B36: Rajib Sinha: If the gate is closed, this is the static head on the gate. Otherwise, it's the equivalent force on the center of moment of the gate.
Note on A39: Rajib Sinha: This is the force that a spring or a magnet would have to exert on the gate to keep it closed.
Note on B39: Rajib Sinha: This is the force that a spring or a magnet would have to exert on the gate to keep it closed.
Note on A41: Rajib Sinha: "Fully Open" represents a 90 degree opening from the vertical.
Note on B41: Rajib Sinha: "Fully Open" represents a 90 degree opening from the vertical.

## Riser Inputs and Outputs
Input
Pipe Parameters (for the pipe immediately upstream of the riser retrofit) | [7 empty] | Conversions |  |  |  | Constants
Shape | This program is currently only valid for orifice pipes. | Circular | Circular |  |  |  |  | 1 | feet | 12 | inches | Density of Water | 8.34 | lb/gal
Pipe Diameter | Enter the pipe diameter | D | 24 | inches | 2 | feet |  | 6 | inches | 0.5 | feet |  | 62.4 | lb/ft^3
Radius | The radius is automatically calculated | R | 12 | inches | 1 | feet | [5 empty] | g | 32.2 | ft/sec^2
Total Height of water | Enter the height of water from the bottom of the channel. | H | 48 | inches | 4 | feet
Pipe Slope | Enter the slope of the pipe | s | 1% | percent | <5%
|  |  | 0.01 | ft/ft
Manning's Coefficient | Enter the Manning's Roughness Coefficient | n | 0.011
Low Flow Orifice Parameters
Low flow Orifice Diameter | Enter the diameter of the low-flow orifice | d | 3 | inches | 0.25 | feet | d<D
Enter the weight of the flap gate | Weight of Gate (w) | w | 0 | lbs
Enter any additional weight placed on the gate | Additional Weight (W) | W | 0 | lbs
Enter the initial angle of the gate | Initial Angle of gate (q) | q | 0 | degrees
*Future* Enter the location of the weight from the hinge | Location of Weight (L) | L | Not used | feet from hinge
Overflow Orifice Diameter | Enter the diameter of the over-flow orifice | do | 24 | inches | 2 | feet
Height of Overflow Orifice | Enter the height of the overflow orifice above the invert of the pipe | h | 48 | inches | 4 | feet
Bottom Opening Discharge Coeff | 0.7
Output (specific to input height of water) |  |  | 48 | inches
Flow Rate from Lower Orifice | Flow Rate from Lower Orifice | Q | 0.55149 | cfs
|  |  | 247.5106 | gpm
Velocity of Water from the Lower Orifice | Velocity from Lower Orifice | V | 11.2349 | ft/sec
Flow Rate from Overflow Orifice | Flow Rate from Overflow Orifice | Q | 0 | cfs
|  |  | 0 | gpm
| Equivalent Diameter as Circular Opening |  | 0 | inches
Total Equivalent Flow Area | Flow Area | A | 0.049087 | ft^2
Equivalent height of "Sluice Gate" |  |  | 2.9999 | inches
Equivalent Open pipe of "Sluice Gate"* |  | h | 2.2568 | ft
|  |  | 27.0811 | inches
|  |  | 0 | gpm
Force Required to Keep Gate Shut
This is the force of water on the gate | Water Force on gate |  | 131.5071 | ft-lb/sec^2
This is the gravitational force of the gate to keep it closed. | Down force |  | 0 | ft-lb/sec^2
Status of gate opening | Gate is |  | Open
This force represents the additional force to keep the gate closed | Additional Pull Force Required |  | 131.5071 | ft-lb/sec^2
This is the angle of the gate opening | Angle of Opening |  | Fully Open | degrees
Total Flow Rate | Sum of Flow Rates from the Lower Orifice and the Overflow Orifice | Q | 0.55149 | cfs
|  |  | 247.5106 | gpm
Output (data series table for full range of potential water heights)
The output below shows the flow rate from the Lower and Upper orifice, velocity from the Lower Orifice and Total Flow Rate for all values of "height of water" (in one-inch increments) up to the maximum height of 144 inches (assumed to be two 6-foot culverts stacked).
Height of water (inches) | Flow Rate from Lower Orifice (cfs) | Velocity of Water from the Lower Orifice (fps) | Flow Rate from Overflow Orifice (cfs) | Total Flow Rate (cfs)
1 | 0.025104 | 1.7527 | 0 | 0.025104
2 | 0.082086 | 2.3612 | 0 | 0.082086
3 | 0.10472 | 2.8087 | 0 | 0.10472
4 | 0.1592 | 3.2432 | 0 | 0.1592
5 | 0.17799 | 3.6261 | 0 | 0.17799
6 | 0.19498 | 3.9722 | 0 | 0.19498
7 | 0.21061 | 4.2904 | 0 | 0.21061
8 | 0.22515 | 4.5866 | 0 | 0.22515
9 | 0.2388 | 4.8649 | 0 | 0.2388
10 | 0.25172 | 5.128 | 0 | 0.25172
11 | 0.26401 | 5.3783 | 0 | 0.26401
12 | 0.27575 | 5.6175 | 0 | 0.27575
13 | 0.28701 | 5.8469 | 0 | 0.28701
14 | 0.29784 | 6.0676 | 0 | 0.29784
15 | 0.30829 | 6.2805 | 0 | 0.30829
16 | 0.31841 | 6.4865 | 0 | 0.31841
17 | 0.3282 | 6.6861 | 0 | 0.3282
18 | 0.33772 | 6.88 | 0 | 0.33772
19 | 0.34697 | 7.0685 | 0 | 0.34697
20 | 0.35599 | 7.2521 | 0 | 0.35599
21 | 0.36478 | 7.4312 | 0 | 0.36478
22 | 0.37336 | 7.6061 | 0 | 0.37336
23 | 0.38175 | 7.777 | 0 | 0.38175
24 | 0.38997 | 7.9443 | 0 | 0.38997
25 | 0.39801 | 8.1081 | 0 | 0.39801
26 | 0.40589 | 8.2687 | 0 | 0.40589
27 | 0.41362 | 8.4262 | 0 | 0.41362
28 | 0.42121 | 8.5808 | 0 | 0.42121
29 | 0.42867 | 8.7327 | 0 | 0.42867
30 | 0.43599 | 8.882 | 0 | 0.43599
31 | 0.4432 | 9.0288 | 0 | 0.4432
32 | 0.45029 | 9.1733 | 0 | 0.45029
33 | 0.45727 | 9.3155 | 0 | 0.45727
34 | 0.46415 | 9.4556 | 0 | 0.46415
35 | 0.47093 | 9.5937 | 0 | 0.47093
36 | 0.47761 | 9.7297 | 0 | 0.47761
37 | 0.4842 | 9.864 | 0 | 0.4842
38 | 0.4907 | 9.9964 | 0 | 0.4907
39 | 0.49711 | 10.127 | 0 | 0.49711
40 | 0.50344 | 10.2561 | 0 | 0.50344
41 | 0.5097 | 10.3835 | 0 | 0.5097
42 | 0.51588 | 10.5093 | 0 | 0.51588
43 | 0.52198 | 10.6337 | 0 | 0.52198
44 | 0.52802 | 10.7566 | 0 | 0.52802
45 | 0.53398 | 10.8782 | 0 | 0.53398
46 | 0.53988 | 10.9984 | 0 | 0.53988
47 | 0.54572 | 11.1173 | 0 | 0.54572
48 | 0.55149 | 11.2349 | 0 | 0.55149
49 | 0.55721 | 11.3514 | 0.072632 | 0.62984
50 | 0.56287 | 11.4666 | 0.28676 | 0.84963
51 | 0.56847 | 11.5807 | 0.63662 | 1.2051
52 | 0.57401 | 11.6937 | 1.1162 | 1.6902
53 | 0.57951 | 11.8056 | 1.7194 | 2.2989
54 | 0.58495 | 11.9165 | 2.4396 | 3.0246
55 | 0.59034 | 12.0263 | 3.2704 | 3.8607
56 | 0.59568 | 12.1351 | 4.2045 | 4.8002
57 | 0.60098 | 12.243 | 5.2349 | 5.8358
58 | 0.60623 | 12.3499 | 6.3537 | 6.9599
59 | 0.61143 | 12.4559 | 7.5529 | 8.1643
60 | 0.61659 | 12.5611 | 8.8239 | 9.4405
61 | 0.62171 | 12.6653 | 10.1576 | 10.7793
62 | 0.62678 | 12.7687 | 11.544 | 12.1708
63 | 0.63182 | 12.8712 | 12.9727 | 13.6045
64 | 0.63681 | 12.973 | 14.4318 | 15.0686
65 | 0.64177 | 13.074 | 15.9086 | 16.5504
66 | 0.64668 | 13.1741 | 17.3885 | 18.0352
67 | 0.65156 | 13.2736 | 18.8547 | 19.5063
68 | 0.65641 | 13.3723 | 20.2873 | 20.9437
69 | 0.66122 | 13.4702 | 21.6615 | 22.3227
70 | 0.66599 | 13.5675 | 22.9442 | 23.6102
71 | 0.67073 | 13.6641 | 24.084 | 24.7547
72 | 0.67544 | 13.7599 | 24.9578 | 25.6332
73 | 0.68011 | 13.8552 | 25.4724 | 26.1525
74 | 0.68476 | 13.9497 | 25.9769 | 26.6616
75 | 0.68937 | 14.0437 | 26.4717 | 27.1611
76 | 0.69395 | 14.137 | 26.9575 | 27.6514
77 | 0.6985 | 14.2297 | 27.4346 | 28.1331
78 | 0.70302 | 14.3218 | 27.9036 | 28.6067
79 | 0.70751 | 14.4133 | 28.3649 | 29.0724
80 | 0.71198 | 14.5043 | 28.8188 | 29.5307
81 | 0.71641 | 14.5946 | 29.2656 | 29.982
82 | 0.72082 | 14.6844 | 29.7057 | 30.4265
83 | 0.7252 | 14.7737 | 30.1394 | 30.8646
84 | 0.72956 | 14.8624 | 30.5669 | 31.2965
85 | 0.73389 | 14.9506 | 30.9885 | 31.7224
86 | 0.73819 | 15.0383 | 31.4045 | 32.1427
87 | 0.74247 | 15.1255 | 31.815 | 32.5575
88 | 0.74673 | 15.2122 | 32.2203 | 32.9671
89 | 0.75096 | 15.2984 | 32.6206 | 33.3716
90 | 0.75516 | 15.3841 | 33.016 | 33.7712
91 | 0.75935 | 15.4693 | 33.4068 | 34.1661
92 | 0.76351 | 15.5541 | 33.793 | 34.5565
93 | 0.76765 | 15.6384 | 34.1748 | 34.9425
94 | 0.77176 | 15.7222 | 34.5525 | 35.3242
95 | 0.77586 | 15.8056 | 34.926 | 35.7019
96 | 0.77993 | 15.8886 | 35.2956 | 36.0756
97 | 0.78398 | 15.9712 | 35.6614 | 36.4454
98 | 0.78801 | 16.0533 | 36.0234 | 36.8115
99 | 0.79202 | 16.135 | 36.3819 | 37.1739
100 | 0.79601 | 16.2162 | 36.7368 | 37.5329
101 | 0.79998 | 16.2971 | 37.0884 | 37.8884
102 | 0.80393 | 16.3776 | 37.4367 | 38.2406
103 | 0.80787 | 16.4577 | 37.7817 | 38.5896
104 | 0.81178 | 16.5374 | 38.1236 | 38.9354
105 | 0.81567 | 16.6167 | 38.4625 | 39.2782
106 | 0.81955 | 16.6956 | 38.7984 | 39.618
107 | 0.8234 | 16.7742 | 39.1315 | 39.9549
108 | 0.82724 | 16.8524 | 39.4617 | 40.2889
109 | 0.83106 | 16.9303 | 39.7892 | 40.6203
110 | 0.83487 | 17.0077 | 40.114 | 40.9489
111 | 0.83865 | 17.0849 | 40.4362 | 41.2749
112 | 0.84242 | 17.1617 | 40.7559 | 41.5983
113 | 0.84617 | 17.2381 | 41.073 | 41.9192
114 | 0.84991 | 17.3142 | 41.3878 | 42.2377
115 | 0.85363 | 17.39 | 41.7002 | 42.5538
116 | 0.85733 | 17.4654 | 42.0102 | 42.8675
117 | 0.86102 | 17.5406 | 42.318 | 43.179
118 | 0.86469 | 17.6154 | 42.6235 | 43.4882
119 | 0.86835 | 17.6898 | 42.9269 | 43.7952
120 | 0.87199 | 17.764 | 43.2281 | 44.1001
121 | 0.87561 | 17.8379 | 43.5273 | 44.4029
122 | 0.87923 | 17.9114 | 43.8244 | 44.7036
123 | 0.88282 | 17.9847 | 44.1195 | 45.0023
124 | 0.8864 | 18.0576 | 44.4127 | 45.2991
125 | 0.88997 | 18.1303 | 44.7039 | 45.5939
126 | 0.89352 | 18.2027 | 44.9933 | 45.8868
127 | 0.89706 | 18.2748 | 45.2808 | 46.1778
128 | 0.90059 | 18.3466 | 45.5665 | 46.467
129 | 0.9041 | 18.4181 | 45.8504 | 46.7545
130 | 0.90759 | 18.4894 | 46.1325 | 47.0401
131 | 0.91108 | 18.5603 | 46.413 | 47.324
132 | 0.91455 | 18.631 | 46.6917 | 47.6063
133 | 0.91801 | 18.7015 | 46.9688 | 47.8868
134 | 0.92145 | 18.7717 | 47.2443 | 48.1658
135 | 0.92488 | 18.8416 | 47.5182 | 48.4431
136 | 0.9283 | 18.9112 | 47.7905 | 48.7188
137 | 0.93171 | 18.9806 | 48.0613 | 48.993
138 | 0.9351 | 19.0498 | 48.3305 | 49.2656
139 | 0.93849 | 19.1187 | 48.5983 | 49.5368
140 | 0.94186 | 19.1873 | 48.8646 | 49.8064
141 | 0.94521 | 19.2557 | 49.1294 | 50.0746
142 | 0.94856 | 19.3239 | 49.3929 | 50.3414
143 | 0.95189 | 19.3918 | 49.6549 | 50.6068
144 | 0.95522 | 19.4595 | 49.9155 | 50.8708
Note on B4: Rajib Sinha: Enter the sewer diameter for reference. This value is not used in the calculations in this spreadsheet.
Note on B7: Rajib Sinha: The height of the water can be greater than the channel diameter up to 20 feet total.
Note on B8: Rajib Sinha: Ideally, the slope should be constant for about 10 pipe diameters upstream. The program only accepts slopes up to 5% (since Manning's equation does not produce good results above that slope).
Note on B10: Rajib Sinha: Usually between 0.0009 to 0.05. Should be adjusted for the condition of the pipe. For concrete pipe, use 0.011 as the initial parameter but this parameter is a function of the flow height so increase the number for pipes flowing more than a quarter full. The roughness factor is not used in this spreadsheet.
Note on A14: Rajib Sinha: This is the diameter of the bottom low-flow channel.
Note on A17: Rajib Sinha: The flap gate should be mounted on a flat-black seat with a seating face machined at an angle of 5 degrees or more from the vertical. This allows the gate to have a horizontal face component to completely seat the gate by gravity. If the gate is not mounted at an angle, enter "0" in this cell.
Note on A18: Rajib Sinha: This parameter is the location of the weight from the hinge. The current model does not include this parameter and the weight has been assumed to be located at the center of moment for the gate.
Note on A19: Rajib Sinha: This is the diameter of the upper overflow channel.
Note on A20: Rajib Sinha: This is the height of the overflow orifice from above the bottom of the channel.
Note on A21: Rajib Sinha: The discharge coefficient is a dimensionless number used to characterize the flow and pressure loss behavior of nozzles and orifices in fluid systems. Use 0.7 as the initial parameter.
Note on A40: Rajib Sinha: If the gate is closed, this is the static head on the gate. Otherwise, it's the equivalent force on the center of moment of the gate.
Note on A43: Rajib Sinha: This is the force that a spring or a magnet would have to exert on the gate to keep it closed.
Note on A45: Rajib Sinha: "Fully Open" represents a 90 degree opening from the vertical.

## SEPARATOR - Calcs (hidden)
Following sheets perform the back-end calculations.
Use "View" --> "Custom Views" to quickly hide and unhide the sheets.

## Segment Flow (hidden)
D
Diameter | D | 2 | feet | [5 empty] | Sluice Gate Opening
Radius | R | 1 | feet
depth of water | d | 4 | feet | [5 empty] | Water Flow | Q | 35.2956 | ft^3/sec
Area of Channel |  | 3.1416 | ft^2 | [5 empty] | Flow Area | A | 3.1416 | ft
circular segment height | h | -2 | feet | [5 empty] | Cd |  | 0.7
central angle | a | #NUM! | radians | [5 empty] | Equivalent height |  | 4 | ft
|  | #NUM! | degrees | [5 empty] | Equivalent height |  | 2.2568 | ft
circular segment area | K | #NUM! | ft^2
arc length | s | #NUM! | ft | [11 empty] | theta-sin(theta) | Degrees | Radian | sin theta
flow area | A | 3.1416 | ft^2 | [5 empty] | From Segment Area | [5 empty] | 0 | 0 | 0 | 0
wetted perimeter | Pw | #NUM! | ft | [5 empty] | Pipe Diameter | D | 2 | ft |  |  | 8.8608e-07 | 1 | 0.017453 | 0.017452
hydraulic radius | Rh | #NUM! | ft | [5 empty] | Pipe Radius | R | 1 | ft |  |  | 7.0883e-06 | 2 | 0.034907 | 0.034899
[9 empty] | Flow Area | A | 3.1416 | ft^2 |  |  | 2.3921e-05 | 3 | 0.05236 | 0.052336
Segment Area Open at Bottom | [14 empty] | 5.6696e-05 | 4 | 0.069813 | 0.069756
Segment Height | G | 0.25 | feet | Bottom opening |  |  |  |  | Fully Open Pipe Area |  | 3.1416 | ft^2 | TRUE | cross-check | 0.00011072 | 5 | 0.087266 | 0.087156
Central angle |  | 1.4455 | radians | [5 empty] | Half Pipe |  | 1.5708 | ft^2 |  |  | 0.00019129 | 6 | 0.10472 | 0.10453
|  | 82.8192 | degrees | [11 empty] | 0.0003037 | 7 | 0.12217 | 0.12187
Circular segment area |  | 0.22666 | ft^2 | [11 empty] | 0.00045324 | 8 | 0.13963 | 0.13917
Wetted Area with Opening |  | 3.1416 | ft^2 | [5 empty] | circular segment area | K=A | 3.1416 | ft^2 |  |  | 0.00064517 | 9 | 0.15708 | 0.15643
[15 empty] | 0.00088475 | 10 | 0.17453 | 0.17365
Slope | s | 1% | percent | [5 empty] | theta - sin(theta) |  | 6.2832 | rad |  |  | 0.0011772 | 11 | 0.19199 | 0.19081
|  | 0.01 | ft/ft | [5 empty] | theta |  | 6.2657 | rad |  |  | 0.0015278 | 12 | 0.20944 | 0.20791
Mannings coefficient | n | 0.011 | [8 empty] | 359 | deg |  |  | 0.0019417 | 13 | 0.22689 | 0.22495
[15 empty] | 0.0024242 | 14 | 0.24435 | 0.24192
depth of water | d | 4 | feet | [5 empty] | h |  | 2 | ft |  |  | 0.0029803 | 15 | 0.2618 | 0.25882
[11 empty] | 23.9995 | inches |  |  | 0.0036153 | 16 | 0.27925 | 0.27564
Flow Rate | Q | #NUM! | cfs |  |  | Isosceles Triangle | [8 empty] | 0.0043343 | 17 | 0.29671 | 0.29237
|  | #NUM! | gpm | [11 empty] | 0.0051423 | 18 | 0.31416 | 0.30902
[6 empty] | A=B | 72 | inches | [6 empty] | 0.0060444 | 19 | 0.33161 | 0.32557
Velocity | V | #NUM! | ft/sec |  |  | Opening | 6 | inches | [6 empty] | 0.0070457 | 20 | 0.34907 | 0.34202
[6 empty] | vertical height | 71.9375 | inches | [6 empty] | 0.0081512 | 21 | 0.36652 | 0.35837
[6 empty] | Opening | 4.776 | degrees | [6 empty] | 0.0093658 | 22 | 0.38397 | 0.37461
[15 empty] | 0.010695 | 23 | 0.40143 | 0.39073
Gravity | g | 32.2 | ft/sec^2 | [11 empty] | 0.012142 | 24 | 0.41888 | 0.40674
[15 empty] | 0.013714 | 25 | 0.43633 | 0.42262
[15 empty] | 0.015414 | 26 | 0.45379 | 0.43837
With Gate | [14 empty] | 0.017248 | 27 | 0.47124 | 0.45399
Gate Status | 698.8114 | Open | [12 empty] | 0.019221 | 28 | 0.48869 | 0.46947
Depth of water | 4 | ft | [12 empty] | 0.021336 | 29 | 0.50615 | 0.48481
Segment Height | 0.25 | ft | [12 empty] | 0.023599 | 30 | 0.5236 | 0.5
Flow Rate when water is below opening | Above Opening | ft^3/sec | #NUM! | This flow is open channel, Manning | [10 empty] | 0.026014 | 31 | 0.54105 | 0.51504
Flow Rate when water is above opening | 2.5465 | Q=Cd*A*(2gH)^1/2 | 2.5465 | This flow is pressured open tank flow | Assumed a discharge coefficient= |  | 0.7 | [7 empty] | 0.028586 | 32 | 0.55851 | 0.52992
[15 empty] | 0.03132 | 33 | 0.57596 | 0.54464
Flow Rate | 35.2956 | ft^3/sec | [12 empty] | 0.034219 | 34 | 0.59341 | 0.55919
Velocity | 11.2349 | ft/sec | [12 empty] | 0.037289 | 35 | 0.61087 | 0.57358
[15 empty] | 0.040533 | 36 | 0.62832 | 0.58779
Flow Area | 3.1416 | [13 empty] | 0.043957 | 37 | 0.64577 | 0.60182
[15 empty] | 0.047564 | 38 | 0.66323 | 0.61566
[15 empty] | 0.051358 | 39 | 0.68068 | 0.62932
[15 empty] | 0.055344 | 40 | 0.69813 | 0.64279
When Water is over the channel diameter | [14 empty] | 0.059526 | 41 | 0.71558 | 0.65606
H | 48 | inches | [12 empty] | 0.063908 | 42 | 0.73304 | 0.66913
| 4 | feet | [12 empty] | 0.068493 | 43 | 0.75049 | 0.682
Check if over channel | Over Channel | inches | [12 empty] | 0.073287 | 44 | 0.76794 | 0.69466
Channel Area | 3.1416 | ft^2 | if Gate is closed, channel area = bottom opening | [11 empty] | 0.078291 | 45 | 0.7854 | 0.70711
[15 empty] | 0.083512 | 46 | 0.80285 | 0.71934
Flow Rate when water is above opening | Above Channel | Q=Cd*A*(2gH)^1/2 | 35.2956 | This flow is pressured open tank flow | Assumed a discharge coefficient= |  | 0.7 | [7 empty] | 0.088951 | 47 | 0.8203 | 0.73135
[15 empty] | 0.094613 | 48 | 0.83776 | 0.74314
Reynolds Number | #NUM! | #NUM! | [12 empty] | 0.1005 | 49 | 0.85521 | 0.75471
[15 empty] | 0.10662 | 50 | 0.87266 | 0.76604
Density | 62.4 | lb/ft^3 | [12 empty] | 0.11297 | 51 | 0.89012 | 0.77715
Dynamic viscosity | 2.034e-05 | lb-s/ft^2 | [12 empty] | 0.11956 | 52 | 0.90757 | 0.78801
g | 32.2 | ft/sec^2 | [12 empty] | 0.12639 | 53 | 0.92502 | 0.79864
[15 empty] | 0.13346 | 54 | 0.94248 | 0.80902
[15 empty] | 0.14078 | 55 | 0.95993 | 0.81915
[15 empty] | 0.14835 | 56 | 0.97738 | 0.82904
[15 empty] | 0.15617 | 57 | 0.99484 | 0.83867
[15 empty] | 0.16424 | 58 | 1.0123 | 0.84805
[15 empty] | 0.17258 | 59 | 1.0297 | 0.85717
[15 empty] | 0.18117 | 60 | 1.0472 | 0.86603
[15 empty] | 0.19003 | 61 | 1.0647 | 0.87462
[15 empty] | 0.19916 | 62 | 1.0821 | 0.88295
[15 empty] | 0.20855 | 63 | 1.0996 | 0.89101
[15 empty] | 0.21822 | 64 | 1.117 | 0.89879
[15 empty] | 0.22816 | 65 | 1.1345 | 0.90631
[15 empty] | 0.23837 | 66 | 1.1519 | 0.91355
[15 empty] | 0.24887 | 67 | 1.1694 | 0.9205
[15 empty] | 0.25964 | 68 | 1.1868 | 0.92718
[15 empty] | 0.2707 | 69 | 1.2043 | 0.93358
[15 empty] | 0.28204 | 70 | 1.2217 | 0.93969
[15 empty] | 0.29367 | 71 | 1.2392 | 0.94552
[15 empty] | 0.30558 | 72 | 1.2566 | 0.95106
[15 empty] | 0.31779 | 73 | 1.2741 | 0.9563
[15 empty] | 0.33028 | 74 | 1.2915 | 0.96126
[15 empty] | 0.34307 | 75 | 1.309 | 0.96593
[15 empty] | 0.35615 | 76 | 1.3265 | 0.9703
[15 empty] | 0.36953 | 77 | 1.3439 | 0.97437
[15 empty] | 0.38321 | 78 | 1.3614 | 0.97815
[15 empty] | 0.39718 | 79 | 1.3788 | 0.98163
[15 empty] | 0.41146 | 80 | 1.3963 | 0.98481
[15 empty] | 0.42603 | 81 | 1.4137 | 0.98769
[15 empty] | 0.4409 | 82 | 1.4312 | 0.99027
[15 empty] | 0.45608 | 83 | 1.4486 | 0.99255
[15 empty] | 0.47155 | 84 | 1.4661 | 0.99452
[15 empty] | 0.48734 | 85 | 1.4835 | 0.99619
[15 empty] | 0.50342 | 86 | 1.501 | 0.99756
[15 empty] | 0.51981 | 87 | 1.5184 | 0.99863
[15 empty] | 0.5365 | 88 | 1.5359 | 0.99939
[15 empty] | 0.5535 | 89 | 1.5533 | 0.99985
[15 empty] | 0.5708 | 90 | 1.5708 | 1
[15 empty] | 0.5884 | 91 | 1.5882 | 0.99985
[15 empty] | 0.60631 | 92 | 1.6057 | 0.99939
[15 empty] | 0.62453 | 93 | 1.6232 | 0.99863
[15 empty] | 0.64305 | 94 | 1.6406 | 0.99756
[15 empty] | 0.66187 | 95 | 1.6581 | 0.99619
[15 empty] | 0.68099 | 96 | 1.6755 | 0.99452
[15 empty] | 0.70042 | 97 | 1.693 | 0.99255
[15 empty] | 0.72015 | 98 | 1.7104 | 0.99027
[15 empty] | 0.74019 | 99 | 1.7279 | 0.98769
[15 empty] | 0.76052 | 100 | 1.7453 | 0.98481
[15 empty] | 0.78116 | 101 | 1.7628 | 0.98163
[15 empty] | 0.80209 | 102 | 1.7802 | 0.97815
[15 empty] | 0.82332 | 103 | 1.7977 | 0.97437
[15 empty] | 0.84485 | 104 | 1.8151 | 0.9703
[15 empty] | 0.86667 | 105 | 1.8326 | 0.96593
[15 empty] | 0.88879 | 106 | 1.85 | 0.96126
[15 empty] | 0.9112 | 107 | 1.8675 | 0.9563
[15 empty] | 0.9339 | 108 | 1.885 | 0.95106
[15 empty] | 0.95689 | 109 | 1.9024 | 0.94552
[15 empty] | 0.98017 | 110 | 1.9199 | 0.93969
[15 empty] | 1.0037 | 111 | 1.9373 | 0.93358
[15 empty] | 1.0276 | 112 | 1.9548 | 0.92718
[15 empty] | 1.0517 | 113 | 1.9722 | 0.9205
[15 empty] | 1.0761 | 114 | 1.9897 | 0.91355
[15 empty] | 1.1008 | 115 | 2.0071 | 0.90631
[15 empty] | 1.1258 | 116 | 2.0246 | 0.89879
[15 empty] | 1.151 | 117 | 2.042 | 0.89101
[15 empty] | 1.1765 | 118 | 2.0595 | 0.88295
[15 empty] | 1.2023 | 119 | 2.0769 | 0.87462
[15 empty] | 1.2284 | 120 | 2.0944 | 0.86603
[15 empty] | 1.2547 | 121 | 2.1118 | 0.85717
[15 empty] | 1.2813 | 122 | 2.1293 | 0.84805
[15 empty] | 1.3081 | 123 | 2.1468 | 0.83867
[15 empty] | 1.3352 | 124 | 2.1642 | 0.82904
[15 empty] | 1.3625 | 125 | 2.1817 | 0.81915
[15 empty] | 1.3901 | 126 | 2.1991 | 0.80902
[15 empty] | 1.4179 | 127 | 2.2166 | 0.79864
[15 empty] | 1.446 | 128 | 2.234 | 0.78801
[15 empty] | 1.4743 | 129 | 2.2515 | 0.77715
[15 empty] | 1.5029 | 130 | 2.2689 | 0.76604
[15 empty] | 1.5317 | 131 | 2.2864 | 0.75471
[15 empty] | 1.5607 | 132 | 2.3038 | 0.74314
[15 empty] | 1.5899 | 133 | 2.3213 | 0.73135
[15 empty] | 1.6194 | 134 | 2.3387 | 0.71934
[15 empty] | 1.6491 | 135 | 2.3562 | 0.70711
[15 empty] | 1.679 | 136 | 2.3736 | 0.69466
[15 empty] | 1.7091 | 137 | 2.3911 | 0.682
[15 empty] | 1.7394 | 138 | 2.4086 | 0.66913
[15 empty] | 1.7699 | 139 | 2.426 | 0.65606
[15 empty] | 1.8007 | 140 | 2.4435 | 0.64279
[15 empty] | 1.8316 | 141 | 2.4609 | 0.62932
[15 empty] | 1.8627 | 142 | 2.4784 | 0.61566
[15 empty] | 1.894 | 143 | 2.4958 | 0.60182
[15 empty] | 1.9255 | 144 | 2.5133 | 0.58779
[15 empty] | 1.9572 | 145 | 2.5307 | 0.57358
[15 empty] | 1.989 | 146 | 2.5482 | 0.55919
[15 empty] | 2.021 | 147 | 2.5656 | 0.54464
[15 empty] | 2.0532 | 148 | 2.5831 | 0.52992
[15 empty] | 2.0855 | 149 | 2.6005 | 0.51504
[15 empty] | 2.118 | 150 | 2.618 | 0.5
[15 empty] | 2.1506 | 151 | 2.6354 | 0.48481
[15 empty] | 2.1834 | 152 | 2.6529 | 0.46947
[15 empty] | 2.2164 | 153 | 2.6704 | 0.45399
[15 empty] | 2.2494 | 154 | 2.6878 | 0.43837
[15 empty] | 2.2826 | 155 | 2.7053 | 0.42262
[15 empty] | 2.316 | 156 | 2.7227 | 0.40674
[15 empty] | 2.3494 | 157 | 2.7402 | 0.39073
[15 empty] | 2.383 | 158 | 2.7576 | 0.37461
[15 empty] | 2.4167 | 159 | 2.7751 | 0.35837
[15 empty] | 2.4505 | 160 | 2.7925 | 0.34202
[15 empty] | 2.4844 | 161 | 2.81 | 0.32557
[15 empty] | 2.5184 | 162 | 2.8274 | 0.30902
[15 empty] | 2.5525 | 163 | 2.8449 | 0.29237
[15 empty] | 2.5867 | 164 | 2.8623 | 0.27564
[15 empty] | 2.621 | 165 | 2.8798 | 0.25882
[15 empty] | 2.6553 | 166 | 2.8972 | 0.24192
[15 empty] | 2.6897 | 167 | 2.9147 | 0.22495
[15 empty] | 2.7242 | 168 | 2.9322 | 0.20791
[15 empty] | 2.7588 | 169 | 2.9496 | 0.19081
[15 empty] | 2.7934 | 170 | 2.9671 | 0.17365
[15 empty] | 2.8281 | 171 | 2.9845 | 0.15643
[15 empty] | 2.8628 | 172 | 3.002 | 0.13917
[15 empty] | 2.8976 | 173 | 3.0194 | 0.12187
[15 empty] | 2.9323 | 174 | 3.0369 | 0.10453
[15 empty] | 2.9672 | 175 | 3.0543 | 0.087156
[15 empty] | 3.002 | 176 | 3.0718 | 0.069756
[15 empty] | 3.0369 | 177 | 3.0892 | 0.052336
[15 empty] | 3.0718 | 178 | 3.1067 | 0.034899
[15 empty] | 3.1067 | 179 | 3.1241 | 0.017452
[15 empty] | 3.1416 | 180 | 3.1416 | 1.2251e-16
[15 empty] | 3.1765 | 181 | 3.159 | -0.017452
[15 empty] | 3.2114 | 182 | 3.1765 | -0.034899
[15 empty] | 3.2463 | 183 | 3.194 | -0.052336
[15 empty] | 3.2812 | 184 | 3.2114 | -0.069756
[15 empty] | 3.316 | 185 | 3.2289 | -0.087156
[15 empty] | 3.3508 | 186 | 3.2463 | -0.10453
[15 empty] | 3.3856 | 187 | 3.2638 | -0.12187
[15 empty] | 3.4204 | 188 | 3.2812 | -0.13917
[15 empty] | 3.4551 | 189 | 3.2987 | -0.15643
[15 empty] | 3.4898 | 190 | 3.3161 | -0.17365
[15 empty] | 3.5244 | 191 | 3.3336 | -0.19081
[15 empty] | 3.5589 | 192 | 3.351 | -0.20791
[15 empty] | 3.5934 | 193 | 3.3685 | -0.22495
[15 empty] | 3.6279 | 194 | 3.3859 | -0.24192
[15 empty] | 3.6622 | 195 | 3.4034 | -0.25882
[15 empty] | 3.6965 | 196 | 3.4208 | -0.27564
[15 empty] | 3.7307 | 197 | 3.4383 | -0.29237
[15 empty] | 3.7648 | 198 | 3.4558 | -0.30902
[15 empty] | 3.7988 | 199 | 3.4732 | -0.32557
[15 empty] | 3.8327 | 200 | 3.4907 | -0.34202
[15 empty] | 3.8665 | 201 | 3.5081 | -0.35837
[15 empty] | 3.9002 | 202 | 3.5256 | -0.37461
[15 empty] | 3.9337 | 203 | 3.543 | -0.39073
[15 empty] | 3.9672 | 204 | 3.5605 | -0.40674
[15 empty] | 4.0005 | 205 | 3.5779 | -0.42262
[15 empty] | 4.0337 | 206 | 3.5954 | -0.43837
[15 empty] | 4.0668 | 207 | 3.6128 | -0.45399
[15 empty] | 4.0998 | 208 | 3.6303 | -0.46947
[15 empty] | 4.1325 | 209 | 3.6477 | -0.48481
[15 empty] | 4.1652 | 210 | 3.6652 | -0.5
[15 empty] | 4.1977 | 211 | 3.6826 | -0.51504
[15 empty] | 4.23 | 212 | 3.7001 | -0.52992
[15 empty] | 4.2622 | 213 | 3.7176 | -0.54464
[15 empty] | 4.2942 | 214 | 3.735 | -0.55919
[15 empty] | 4.326 | 215 | 3.7525 | -0.57358
[15 empty] | 4.3577 | 216 | 3.7699 | -0.58779
[15 empty] | 4.3892 | 217 | 3.7874 | -0.60182
[15 empty] | 4.4205 | 218 | 3.8048 | -0.61566
[15 empty] | 4.4516 | 219 | 3.8223 | -0.62932
[15 empty] | 4.4825 | 220 | 3.8397 | -0.64279
[15 empty] | 4.5132 | 221 | 3.8572 | -0.65606
[15 empty] | 4.5438 | 222 | 3.8746 | -0.66913
[15 empty] | 4.5741 | 223 | 3.8921 | -0.682
[15 empty] | 4.6042 | 224 | 3.9095 | -0.69466
[15 empty] | 4.6341 | 225 | 3.927 | -0.70711
[15 empty] | 4.6638 | 226 | 3.9444 | -0.71934
[15 empty] | 4.6933 | 227 | 3.9619 | -0.73135
[15 empty] | 4.7225 | 228 | 3.9794 | -0.74314
[15 empty] | 4.7515 | 229 | 3.9968 | -0.75471
[15 empty] | 4.7803 | 230 | 4.0143 | -0.76604
[15 empty] | 4.8089 | 231 | 4.0317 | -0.77715
[15 empty] | 4.8372 | 232 | 4.0492 | -0.78801
[15 empty] | 4.8653 | 233 | 4.0666 | -0.79864
[15 empty] | 4.8931 | 234 | 4.0841 | -0.80902
[15 empty] | 4.9207 | 235 | 4.1015 | -0.81915
[15 empty] | 4.948 | 236 | 4.119 | -0.82904
[15 empty] | 4.9751 | 237 | 4.1364 | -0.83867
[15 empty] | 5.0019 | 238 | 4.1539 | -0.84805
[15 empty] | 5.0285 | 239 | 4.1713 | -0.85717
[15 empty] | 5.0548 | 240 | 4.1888 | -0.86603
[15 empty] | 5.0809 | 241 | 4.2062 | -0.87462
[15 empty] | 5.1066 | 242 | 4.2237 | -0.88295
[15 empty] | 5.1322 | 243 | 4.2412 | -0.89101
[15 empty] | 5.1574 | 244 | 4.2586 | -0.89879
[15 empty] | 5.1824 | 245 | 4.2761 | -0.90631
[15 empty] | 5.2071 | 246 | 4.2935 | -0.91355
[15 empty] | 5.2315 | 247 | 4.311 | -0.9205
[15 empty] | 5.2556 | 248 | 4.3284 | -0.92718
[15 empty] | 5.2795 | 249 | 4.3459 | -0.93358
[15 empty] | 5.303 | 250 | 4.3633 | -0.93969
[15 empty] | 5.3263 | 251 | 4.3808 | -0.94552
[15 empty] | 5.3493 | 252 | 4.3982 | -0.95106
[15 empty] | 5.372 | 253 | 4.4157 | -0.9563
[15 empty] | 5.3944 | 254 | 4.4331 | -0.96126
[15 empty] | 5.4165 | 255 | 4.4506 | -0.96593
[15 empty] | 5.4383 | 256 | 4.468 | -0.9703
[15 empty] | 5.4599 | 257 | 4.4855 | -0.97437
[15 empty] | 5.4811 | 258 | 4.5029 | -0.97815
[15 empty] | 5.502 | 259 | 4.5204 | -0.98163
[15 empty] | 5.5227 | 260 | 4.5379 | -0.98481
[15 empty] | 5.543 | 261 | 4.5553 | -0.98769
[15 empty] | 5.563 | 262 | 4.5728 | -0.99027
[15 empty] | 5.5828 | 263 | 4.5902 | -0.99255
[15 empty] | 5.6022 | 264 | 4.6077 | -0.99452
[15 empty] | 5.6213 | 265 | 4.6251 | -0.99619
[15 empty] | 5.6401 | 266 | 4.6426 | -0.99756
[15 empty] | 5.6587 | 267 | 4.66 | -0.99863
[15 empty] | 5.6769 | 268 | 4.6775 | -0.99939
[15 empty] | 5.6948 | 269 | 4.6949 | -0.99985
[15 empty] | 5.7124 | 270 | 4.7124 | -1
[15 empty] | 5.7297 | 271 | 4.7298 | -0.99985
[15 empty] | 5.7467 | 272 | 4.7473 | -0.99939
[15 empty] | 5.7634 | 273 | 4.7647 | -0.99863
[15 empty] | 5.7798 | 274 | 4.7822 | -0.99756
[15 empty] | 5.7959 | 275 | 4.7997 | -0.99619
[15 empty] | 5.8116 | 276 | 4.8171 | -0.99452
[15 empty] | 5.8271 | 277 | 4.8346 | -0.99255
[15 empty] | 5.8423 | 278 | 4.852 | -0.99027
[15 empty] | 5.8572 | 279 | 4.8695 | -0.98769
[15 empty] | 5.8717 | 280 | 4.8869 | -0.98481
[15 empty] | 5.886 | 281 | 4.9044 | -0.98163
[15 empty] | 5.9 | 282 | 4.9218 | -0.97815
[15 empty] | 5.9137 | 283 | 4.9393 | -0.97437
[15 empty] | 5.927 | 284 | 4.9567 | -0.9703
[15 empty] | 5.9401 | 285 | 4.9742 | -0.96593
[15 empty] | 5.9529 | 286 | 4.9916 | -0.96126
[15 empty] | 5.9654 | 287 | 5.0091 | -0.9563
[15 empty] | 5.9776 | 288 | 5.0265 | -0.95106
[15 empty] | 5.9895 | 289 | 5.044 | -0.94552
[15 empty] | 6.0011 | 290 | 5.0615 | -0.93969
[15 empty] | 6.0125 | 291 | 5.0789 | -0.93358
[15 empty] | 6.0235 | 292 | 5.0964 | -0.92718
[15 empty] | 6.0343 | 293 | 5.1138 | -0.9205
[15 empty] | 6.0448 | 294 | 5.1313 | -0.91355
[15 empty] | 6.055 | 295 | 5.1487 | -0.90631
[15 empty] | 6.065 | 296 | 5.1662 | -0.89879
[15 empty] | 6.0746 | 297 | 5.1836 | -0.89101
[15 empty] | 6.084 | 298 | 5.2011 | -0.88295
[15 empty] | 6.0932 | 299 | 5.2185 | -0.87462
[15 empty] | 6.102 | 300 | 5.236 | -0.86603
[15 empty] | 6.1106 | 301 | 5.2534 | -0.85717
[15 empty] | 6.1189 | 302 | 5.2709 | -0.84805
[15 empty] | 6.127 | 303 | 5.2883 | -0.83867
[15 empty] | 6.1348 | 304 | 5.3058 | -0.82904
[15 empty] | 6.1424 | 305 | 5.3233 | -0.81915
[15 empty] | 6.1497 | 306 | 5.3407 | -0.80902
[15 empty] | 6.1568 | 307 | 5.3582 | -0.79864
[15 empty] | 6.1636 | 308 | 5.3756 | -0.78801
[15 empty] | 6.1702 | 309 | 5.3931 | -0.77715
[15 empty] | 6.1766 | 310 | 5.4105 | -0.76604
[15 empty] | 6.1827 | 311 | 5.428 | -0.75471
[15 empty] | 6.1886 | 312 | 5.4454 | -0.74314
[15 empty] | 6.1942 | 313 | 5.4629 | -0.73135
[15 empty] | 6.1997 | 314 | 5.4803 | -0.71934
[15 empty] | 6.2049 | 315 | 5.4978 | -0.70711
[15 empty] | 6.2099 | 316 | 5.5152 | -0.69466
[15 empty] | 6.2147 | 317 | 5.5327 | -0.682
[15 empty] | 6.2193 | 318 | 5.5501 | -0.66913
[15 empty] | 6.2237 | 319 | 5.5676 | -0.65606
[15 empty] | 6.2278 | 320 | 5.5851 | -0.64279
[15 empty] | 6.2318 | 321 | 5.6025 | -0.62932
[15 empty] | 6.2356 | 322 | 5.62 | -0.61566
[15 empty] | 6.2392 | 323 | 5.6374 | -0.60182
[15 empty] | 6.2427 | 324 | 5.6549 | -0.58779
[15 empty] | 6.2459 | 325 | 5.6723 | -0.57358
[15 empty] | 6.249 | 326 | 5.6898 | -0.55919
[15 empty] | 6.2519 | 327 | 5.7072 | -0.54464
[15 empty] | 6.2546 | 328 | 5.7247 | -0.52992
[15 empty] | 6.2572 | 329 | 5.7421 | -0.51504
[15 empty] | 6.2596 | 330 | 5.7596 | -0.5
[15 empty] | 6.2618 | 331 | 5.777 | -0.48481
[15 empty] | 6.264 | 332 | 5.7945 | -0.46947
[15 empty] | 6.2659 | 333 | 5.8119 | -0.45399
[15 empty] | 6.2678 | 334 | 5.8294 | -0.43837
[15 empty] | 6.2695 | 335 | 5.8469 | -0.42262
[15 empty] | 6.271 | 336 | 5.8643 | -0.40674
[15 empty] | 6.2725 | 337 | 5.8818 | -0.39073
[15 empty] | 6.2738 | 338 | 5.8992 | -0.37461
[15 empty] | 6.275 | 339 | 5.9167 | -0.35837
[15 empty] | 6.2761 | 340 | 5.9341 | -0.34202
[15 empty] | 6.2771 | 341 | 5.9516 | -0.32557
[15 empty] | 6.278 | 342 | 5.969 | -0.30902
[15 empty] | 6.2789 | 343 | 5.9865 | -0.29237
[15 empty] | 6.2796 | 344 | 6.0039 | -0.27564
[15 empty] | 6.2802 | 345 | 6.0214 | -0.25882
[15 empty] | 6.2808 | 346 | 6.0388 | -0.24192
[15 empty] | 6.2812 | 347 | 6.0563 | -0.22495
[15 empty] | 6.2817 | 348 | 6.0737 | -0.20791
[15 empty] | 6.282 | 349 | 6.0912 | -0.19081
[15 empty] | 6.2823 | 350 | 6.1087 | -0.17365
[15 empty] | 6.2825 | 351 | 6.1261 | -0.15643
[15 empty] | 6.2827 | 352 | 6.1436 | -0.13917
[15 empty] | 6.2829 | 353 | 6.161 | -0.12187
[15 empty] | 6.283 | 354 | 6.1785 | -0.10453
[15 empty] | 6.2831 | 355 | 6.1959 | -0.087156
[15 empty] | 6.2831 | 356 | 6.2134 | -0.069756
[15 empty] | 6.2832 | 357 | 6.2308 | -0.052336
[15 empty] | 6.2832 | 358 | 6.2483 | -0.034899
[15 empty] | 6.2832 | 359 | 6.2657 | -0.017452
[15 empty] | 6.2832 | 360 | 6.2832 | -2.4503e-16

## Mannnings (hidden)
Diameter | D | 2 | feet
Radius | R | 1 | feet
depth of water | d (inches) | 1 | inches
depth of water | d | 0.083333 | feet
1
circular segment height | h | 0.083333 | feet
central angle | a | 0.82228 | radians
|  | 47.1129 | degrees
circular segment area | K | 0.04479 | ft^2
arc length | s | 0.82228 | ft
flow area | A | 0.04479 | ft^2
wetted perimeter | Pw | 0.82228 | ft
hydraulic radius | Rh | 0.05447 | ft
Slope | s | 1% | percent
|  | 0.01 | ft/ft
Mannings coefficient | n | 0.011
depth of water | d | 0.083333 | feet
Isosceles Triangle
Flow Rate | Q | 0.087179 | cfs
|  | 39.1258 | gpm | [6 empty] | A=B | 72 | inches
[10 empty] | Opening | 6 | inches
Velocity | V | 1.9464 | ft/sec | [6 empty] | vertical height | 71.9375 | inches
[10 empty] | Opening | 4.776 | degrees
Gravity | g | 32.2 | ft/sec^2
Data Table
Depth of Water (inches) | Flow (cfs) | Velocity (fps) | Depth (ft) | circular segment height | central angle | circular segment area | arc length | flow area | wetted perimeter | hydraulic radius
1 | 0.087179 | 1.9464 | 0.083333 | 0.083333 | 47.1129 | 0.04479 | 0.82228 | 0.04479 | 0.82228 | 0.05447
3 | 0.89276 | 3.9388 | 0.083333 | 0.25 | 82.8192 | 0.22666 | 1.4455 | 0.22666 | 1.4455 | 0.1568
5 | 2.5495 | 5.3769 | 0.083333 | 0.41667 | 108.6293 | 0.47417 | 1.8959 | 0.47417 | 1.8959 | 0.2501
7 | 4.9705 | 6.5209 | 0.083333 | 0.58333 | 130.7514 | 0.76225 | 2.282 | 0.76225 | 2.282 | 0.33402
9 | 8.0204 | 7.4535 | 0.083333 | 0.75 | 151.045 | 1.0761 | 2.6362 | 1.0761 | 2.6362 | 0.40818
11 | 11.5329 | 8.2125 | 0.083333 | 0.91667 | 170.4396 | 1.4043 | 2.9747 | 1.4043 | 2.9747 | 0.47208
13 | 15.3164 | 8.8163 | 0.083333 | 0.91667 | 170.4396 | 1.4043 | 2.9747 | 1.7373 | 3.3085 | 0.5251
15 | 19.1526 | 9.2725 | 0.083333 | 0.75 | 151.045 | 1.0761 | 2.6362 | 2.0655 | 3.647 | 0.56637
17 | 22.7912 | 9.5788 | 0.083333 | 0.58333 | 130.7514 | 0.76225 | 2.282 | 2.3793 | 4.0011 | 0.59467
19 | 25.931 | 9.7214 | 0.083333 | 0.41667 | 108.6293 | 0.47417 | 1.8959 | 2.6674 | 4.3872 | 0.608
21 | 28.1675 | 9.6632 | 0.083333 | 0.25 | 82.8192 | 0.22666 | 1.4455 | 2.9149 | 4.8377 | 0.60254
23 | 28.7391 | 9.2802 | 0.083333 | 0.083333 | 47.1129 | 0.04479 | 0.82228 | 3.0968 | 5.4609 | 0.56709
25 | #NUM! | #NUM! | 0.083333 | -0.083333 | #NUM! | #NUM! | #NUM! | #NUM! | #NUM! | #NUM!
27 | #NUM! | #NUM! | 0.083333 | -0.25 | #NUM! | #NUM! | #NUM! | #NUM! | #NUM! | #NUM!
29 | #NUM! | #NUM! | 0.083333 | -0.41667 | #NUM! | #NUM! | #NUM! | #NUM! | #NUM! | #NUM!
31 | #NUM! | #NUM! | 0.083333 | -0.58333 | #NUM! | #NUM! | #NUM! | #NUM! | #NUM! | #NUM!
33 | #NUM! | #NUM! | 0.083333 | -0.75 | #NUM! | #NUM! | #NUM! | #NUM! | #NUM! | #NUM!
35 | #NUM! | #NUM! | 0.083333 | -0.91667 | #NUM! | #NUM! | #NUM! | #NUM! | #NUM! | #NUM!
37 | #NUM! | #NUM! | 0.083333 | -1.0833 | #NUM! | #NUM! | #NUM! | #NUM! | #NUM! | #NUM!
39 | #NUM! | #NUM! | 0.083333 | -1.25 | #NUM! | #NUM! | #NUM! | #NUM! | #NUM! | #NUM!
41 | #NUM! | #NUM! | 0.083333 | -1.4167 | #NUM! | #NUM! | #NUM! | #NUM! | #NUM! | #NUM!
43 | #NUM! | #NUM! | 0.083333 | -1.5833 | #NUM! | #NUM! | #NUM! | #NUM! | #NUM! | #NUM!
45 | #NUM! | #NUM! | 0.083333 | -1.75 | #NUM! | #NUM! | #NUM! | #NUM! | #NUM! | #NUM!
47 | #NUM! | #NUM! | 0.083333 | -1.9167 | #NUM! | #NUM! | #NUM! | #NUM! | #NUM! | #NUM!
49 | #NUM! | #NUM! | 0.083333 | -2.0833 | #NUM! | #NUM! | #NUM! | #NUM! | #NUM! | #NUM!
51 | #NUM! | #NUM! | 0.083333 | -2.25 | #NUM! | #NUM! | #NUM! | #NUM! | #NUM! | #NUM!
53 | #NUM! | #NUM! | 0.083333 | -2.4167 | #NUM! | #NUM! | #NUM! | #NUM! | #NUM! | #NUM!
55 | #NUM! | #NUM! | 0.083333 | -2.5833 | #NUM! | #NUM! | #NUM! | #NUM! | #NUM! | #NUM!
57 | #NUM! | #NUM! | 0.083333 | -2.75 | #NUM! | #NUM! | #NUM! | #NUM! | #NUM! | #NUM!
59 | #NUM! | #NUM! | 0.083333 | -2.9167 | #NUM! | #NUM! | #NUM! | #NUM! | #NUM! | #NUM!
61 | #NUM! | #NUM! | 0.083333 | -3.0833 | #NUM! | #NUM! | #NUM! | #NUM! | #NUM! | #NUM!
63 | #NUM! | #NUM! | 0.083333 | -3.25 | #NUM! | #NUM! | #NUM! | #NUM! | #NUM! | #NUM!
65 | #NUM! | #NUM! | 0.083333 | -3.4167 | #NUM! | #NUM! | #NUM! | #NUM! | #NUM! | #NUM!
67 | #NUM! | #NUM! | 0.083333 | -3.5833 | #NUM! | #NUM! | #NUM! | #NUM! | #NUM! | #NUM!
69 | #NUM! | #NUM! | 0.083333 | -3.75 | #NUM! | #NUM! | #NUM! | #NUM! | #NUM! | #NUM!
71 | #NUM! | #NUM! | 0.083333 | -3.9167 | #NUM! | #NUM! | #NUM! | #NUM! | #NUM! | #NUM!

## Static Force (hidden)
g | 32.2 | ft/sec^2
Density | 62.4 | lb/ft^3
Angle of gate | 5 | degrees
Weight of gate | 250 | lbs
Additional Weight | 2500 | lbs
Height of Water | 4 | feet
Center of Pressure | 1.3333
Wetted Area | 3.1416 | ft^2
Force on gate | 8416.4524 | ft-lb/sec^2
Down force | 7717.641 | ft-lb/sec^2

## Angle of Opening (hidden)
Gravity | g | 32.2 | ft/sec^2
Density | r | 62.4 | lb/ft^3
Wetted Area |  | 3.1416 | ft^2
Weight of gate |  | 2750 | lbs
Diameter of Gate |  | 2 | feet
Gate Status | 698.8114 | Open
depth of water | 4 | ft
segment height | 3 | ft
Flow Velocity |  | #NUM! | ft/sec
Hydrostatic Force Moment |  | #NUM!
Weight Moment |  | 88550
Sin q |  | Closed
q |  | Fully Open |  | radians
|  | Fully Open |  | degrees

## Full Pipe Flow (hidden)
Gravity | g | 32.2 | ft/sec^2
Density | r | 62.4 | lb/ft^3
Wetted Area |  | 1.2272 | ft^2
Weight of gate |  | 80 | lbs
Diameter of Gate |  | 1.25 | feet
Flow Velocity |  | 6 | ft/sec |  | Flow Rate | 7.3631 | cfs
Hydrostatic Force Moment |  | 1148.6448 |  |  |  | 3304.5628 | gpm
Weight Moment |  | 1610
Sin q |  | 0.71344
q |  | 0.7944 |  | radians
|  | 45.5158 |  | degrees
Cd |  | 0.6
A |  | 1.2272 | ft^2
Height |  | 6 | ft
Height |  | 5.375
Volume |  | 297 | cfs | V=Cd*A*(2gH)^1/2
|  | 133293.6 | gpm
velocity |  | 242.0174 | ft/sec | 165.0118 | mph

## Angle to Area (hidden)
Given center angle |  |  | Given Height of water
n | 67 | degrees | height of water | 3 | inches
| 1.1694 | radian | Central angle | 1.4455 | radians
|  |  |  | 82.8192 | degrees
D | 24 | inches | D | 24 | inches
r | 12 | inches | r | 12 | inches
A | 17.9183 | in 2 | Area | 32.6384
| 0.12443 | ft^2 |  | 0.22666 | ft^2
height of water | 1.9934 | inches
| 4000 | lbs
Weight | 3682.0194 | lbs
| 93.4041 | inches
| 7.7837 | feet

## SEPARATOR (hidden)
The sheets labeled as "Data Table" are set up to calculate for all values of H.

## Data Table Input (hidden)
Input
Channel Parameters | [8 empty] | Conversions |  |  |  | Constants
This program is currently only valid for circular channels. | Shape | Circular | Circular | [5 empty] | 1 | feet | 12 | inches | Density of Water | 8.34 | lb/gal
Enter the channel diameter | Channel Diameter (D) | D | 24 | inches | 2 | feet |  |  | 6 | inches | 0.5 | feet |  | 62.4 | lb/ft^3
The radius is automatically calculated | Radius | R | 12 |  | 1 | feet | [6 empty] | g | 32.2 | ft/sec^2
Enter the Maxiumum Height of Water Expected |  |  | 240 | inches | 20 | feet
Enter the height of water from the bottom of the channel. | Total Height of water (H) | H | 1 | inches | 0.083333 | feet | H<D
Enter the slope of the pipe | Pipe Slope (s) |  | 1% | percent | <5%
|  |  | 0.01 | ft/ft
Enter the Mannings Roughness Coefficent | Mannings Coefficient (n) |  | 0.011
Flap Gate Parameters
Enter the height of any opening cut into the gate. | Bottom Opening (G) | G | 3 | inches | 0.25 | feet | G<R
Enter the weight of the flap gate | Weight of Gate (w) | w | 250 | lbs
Enter any additional weight placed on the gate | Additional Weight (W) | W | 2500 | lbs
Enter the initial angle of the gate | Initial Angle of Weight (q) | q | 5 | degrees
*Future* Enter the location of the weight from the hinge | Location of Weight (L) | L | Not used | feet from hinge
Bottom Opening Discharge Coeff | 0.7
| Output |  |  |  |  | Force Required to Keep Gate Shut
| Flow Rate | Q | 0.087179 | cfs |  | Water Force on gate | 0 | ft-lb/sec^2
|  |  | 39.1258 | gpm |  | Down force | 7717.641 | ft-lb/sec^2
[6 empty] | Gate is | Closed |  |  |  |  | Unprotect | 123
| Velocity | V | 1.9464 | ft/sec |  | Additional Pull Force Required | None | ft-lb/sec^2
| Bottom Opening Area |  | 0.22666 | ft^2 |  | Angle of Opening | 0 | degrees
| Flow Area | A | 0.04479 | ft^2
Output
The output below shows the flow rate, velocity, gate open status, and angle of gate opening. This data is also graphed in the charts on the associated sheets.
Depth of Water (inches) | Flow | Velocity | Gate Open | (Down Force) - (Water Force) | Angle of Opening | Depth (ft) | Lines on the graph |  | X | Y
1 | 0.087179 | 1.9464 | Closed | -7717.641 | 0 | 0.083333 | Gate Open Coords |  | 44 | 16 | X = height of water
2 | 0.38115 | 3.0482 | Closed | -7717.641 | 0 | 0.16667 | Critical Flow |  | 80 | 2.5 | cfs
3 | 0.63662 | 2.8087 | Closed | -7717.641 | 0 | 0.25 | Critical Velocity |  | 80 | 0 | fps
4 | 0.7351 | 3.2432 | Closed | -7691.4068 | 0 | 0.33333
5 | 0.82187 | 3.6261 | Closed | -7648.5688 | 0 | 0.41667
6 | 0.90031 | 3.9722 | Closed | -7587.8653 | 0 | 0.5
7 | 0.97245 | 4.2904 | Closed | -7508.3895 | 0 | 0.58333
8 | 1.0396 | 4.5866 | Closed | -7409.5363 | 0 | 0.66667
9 | 1.1027 | 4.8649 | Closed | -7290.971 | 0 | 0.75
10 | 1.1623 | 5.128 | Closed | -7152.6109 | 0 | 0.83333
11 | 1.219 | 5.3783 | Closed | -6994.6164 | 0 | 0.91667
12 | 1.2732 | 5.6175 | Closed | -6817.3895 | 0 | 1
13 | 1.3252 | 5.8469 | Closed | -6621.5798 | 0 | 1.0833
14 | 1.3752 | 6.0676 | Closed | -6408.0963 | 0 | 1.1667
15 | 1.4235 | 6.2805 | Closed | -6178.1289 | 0 | 1.25
16 | 1.4702 | 6.4865 | Closed | -5933.1798 | 0 | 1.3333
17 | 1.5155 | 6.6861 | Closed | -5675.1108 | 0 | 1.4167
18 | 1.5594 | 6.88 | Closed | -5406.2136 | 0 | 1.5
19 | 1.6021 | 7.0685 | Closed | -5129.3188 | 0 | 1.5833
20 | 1.6437 | 7.2521 | Closed | -4847.9738 | 0 | 1.6667
21 | 1.6843 | 7.4312 | Closed | -4566.7607 | 0 | 1.75
22 | 1.724 | 7.6061 | Closed | -4291.9493 | 0 | 1.8333
23 | 1.7627 | 7.777 | Closed | -4033.214 | 0 | 1.9167
24 | 1.8006 | 7.9443 | Closed | -3813.0249 | 0 | 2
25 | 1.8378 | 8.1081 | Closed | -3334.0721 | 0 | 2.0833
26 | 1.8741 | 8.2687 | Closed | -3158.7293 | 0 | 2.1667
27 | 1.9098 | 8.4262 | Closed | -2983.3866 | 0 | 2.25
28 | 1.9449 | 8.5808 | Closed | -2808.0438 | 0 | 2.3333
29 | 1.9793 | 8.7327 | Closed | -2632.701 | 0 | 2.4167
30 | 2.0132 | 8.882 | Closed | -2457.3583 | 0 | 2.5
31 | 2.0464 | 9.0288 | Closed | -2282.0155 | 0 | 2.5833
32 | 2.0792 | 9.1733 | Closed | -2106.6728 | 0 | 2.6667
33 | 2.1114 | 9.3155 | Closed | -1931.33 | 0 | 2.75
34 | 2.1432 | 9.4556 | Closed | -1755.9872 | 0 | 2.8333
35 | 2.1745 | 9.5937 | Closed | -1580.6445 | 0 | 2.9167
36 | 2.2053 | 9.7297 | Closed | -1405.3017 | 0 | 3
37 | 2.2357 | 9.864 | Closed | -1229.959 | 0 | 3.0833
38 | 2.2657 | 9.9964 | Closed | -1054.6162 | 0 | 3.1667
39 | 2.2954 | 10.127 | Closed | -879.2735 | 0 | 3.25
40 | 2.3246 | 10.2561 | Closed | -703.9307 | 0 | 3.3333
41 | 2.3535 | 10.3835 | Closed | -528.5879 | 0 | 3.4167
42 | 2.382 | 10.5093 | Closed | -353.2452 | 0 | 3.5
43 | 2.4102 | 10.6337 | Closed | -177.9024 | 0 | 3.5833
44 | 2.4381 | 10.7566 | Closed | -2.5597 | 0 | 3.6667
45 | 34.1748 | 10.8782 | Open | 172.7831 | Fully Open | 3.75
46 | 34.5525 | 10.9984 | Open | 348.1258 | Fully Open | 3.8333
47 | 34.926 | 11.1173 | Open | 523.4686 | Fully Open | 3.9167
48 | 35.2956 | 11.2349 | Open | 698.8114 | Fully Open | 4
49 | 35.6614 | 11.3514 | Open | 874.1541 | Fully Open | 4.0833
50 | 36.0234 | 11.4666 | Open | 1049.4969 | Fully Open | 4.1667
51 | 36.3819 | 11.5807 | Open | 1224.8396 | Fully Open | 4.25
52 | 36.7368 | 11.6937 | Open | 1400.1824 | Fully Open | 4.3333
53 | 37.0884 | 11.8056 | Open | 1575.5252 | Fully Open | 4.4167
54 | 37.4367 | 11.9165 | Open | 1750.8679 | Fully Open | 4.5
55 | 37.7817 | 12.0263 | Open | 1926.2107 | Fully Open | 4.5833
56 | 38.1236 | 12.1351 | Open | 2101.5534 | Fully Open | 4.6667
57 | 38.4625 | 12.243 | Open | 2276.8962 | Fully Open | 4.75
58 | 38.7984 | 12.3499 | Open | 2452.2389 | Fully Open | 4.8333
59 | 39.1315 | 12.4559 | Open | 2627.5817 | Fully Open | 4.9167
60 | 39.4617 | 12.5611 | Open | 2802.9245 | Fully Open | 5
61 | 39.7892 | 12.6653 | Open | 2978.2672 | Fully Open | 5.0833
62 | 40.114 | 12.7687 | Open | 3153.61 | Fully Open | 5.1667
63 | 40.4362 | 12.8712 | Open | 3328.9527 | Fully Open | 5.25
64 | 40.7559 | 12.973 | Open | 3504.2955 | Fully Open | 5.3333
65 | 41.073 | 13.074 | Open | 3679.6382 | Fully Open | 5.4167
66 | 41.3878 | 13.1741 | Open | 3854.981 | Fully Open | 5.5
67 | 41.7002 | 13.2736 | Open | 4030.3238 | Fully Open | 5.5833
68 | 42.0102 | 13.3723 | Open | 4205.6665 | Fully Open | 5.6667
69 | 42.318 | 13.4702 | Open | 4381.0093 | Fully Open | 5.75
70 | 42.6235 | 13.5675 | Open | 4556.352 | Fully Open | 5.8333
71 | 42.9269 | 13.6641 | Open | 4731.6948 | Fully Open | 5.9167
72 | 43.2281 | 13.7599 | Open | 4907.0376 | Fully Open | 6
73 | 43.5273 | 13.8552 | Open | 5082.3803 | Fully Open | 6.0833
74 | 43.8244 | 13.9497 | Open | 5257.7231 | Fully Open | 6.1667
75 | 44.1195 | 14.0437 | Open | 5433.0658 | Fully Open | 6.25
76 | 44.4127 | 14.137 | Open | 5608.4086 | Fully Open | 6.3333
77 | 44.7039 | 14.2297 | Open | 5783.7513 | Fully Open | 6.4167
78 | 44.9933 | 14.3218 | Open | 5959.0941 | Fully Open | 6.5
79 | 45.2808 | 14.4133 | Open | 6134.4369 | Fully Open | 6.5833
80 | 45.5665 | 14.5043 | Open | 6309.7796 | Fully Open | 6.6667
81 | 45.8504 | 14.5946 | Open | 6485.1224 | Fully Open | 6.75
82 | 46.1325 | 14.6844 | Open | 6660.4651 | Fully Open | 6.8333
83 | 46.413 | 14.7737 | Open | 6835.8079 | Fully Open | 6.9167
84 | 46.6917 | 14.8624 | Open | 7011.1506 | Fully Open | 7
85 | 46.9688 | 14.9506 | Open | 7186.4934 | Fully Open | 7.0833
86 | 47.2443 | 15.0383 | Open | 7361.8362 | Fully Open | 7.1667
87 | 47.5182 | 15.1255 | Open | 7537.1789 | Fully Open | 7.25
88 | 47.7905 | 15.2122 | Open | 7712.5217 | Fully Open | 7.3333
89 | 48.0613 | 15.2984 | Open | 7887.8644 | Fully Open | 7.4167
90 | 48.3305 | 15.3841 | Open | 8063.2072 | Fully Open | 7.5
91 | 48.5983 | 15.4693 | Open | 8238.55 | Fully Open | 7.5833
92 | 48.8646 | 15.5541 | Open | 8413.8927 | Fully Open | 7.6667
93 | 49.1294 | 15.6384 | Open | 8589.2355 | Fully Open | 7.75
94 | 49.3929 | 15.7222 | Open | 8764.5782 | Fully Open | 7.8333
95 | 49.6549 | 15.8056 | Open | 8939.921 | Fully Open | 7.9167
96 | 49.9155 | 15.8886 | Open | 9115.2637 | Fully Open | 8
97 | 50.1749 | 15.9712 | Open | 9290.6065 | Fully Open | 8.0833
98 | 50.4328 | 16.0533 | Open | 9465.9493 | Fully Open | 8.1667
99 | 50.6895 | 16.135 | Open | 9641.292 | Fully Open | 8.25
100 | 50.9448 | 16.2162 | Open | 9816.6348 | Fully Open | 8.3333
101 | 51.1989 | 16.2971 | Open | 9991.9775 | Fully Open | 8.4167
102 | 51.4518 | 16.3776 | Open | 10167.3203 | Fully Open | 8.5
103 | 51.7034 | 16.4577 | Open | 10342.6631 | Fully Open | 8.5833
104 | 51.9537 | 16.5374 | Open | 10518.0058 | Fully Open | 8.6667
105 | 52.2029 | 16.6167 | Open | 10693.3486 | Fully Open | 8.75
106 | 52.4509 | 16.6956 | Open | 10868.6913 | Fully Open | 8.8333
107 | 52.6978 | 16.7742 | Open | 11044.0341 | Fully Open | 8.9167
108 | 52.9434 | 16.8524 | Open | 11219.3768 | Fully Open | 9
109 | 53.188 | 16.9303 | Open | 11394.7196 | Fully Open | 9.0833
110 | 53.4314 | 17.0077 | Open | 11570.0624 | Fully Open | 9.1667
111 | 53.6737 | 17.0849 | Open | 11745.4051 | Fully Open | 9.25
112 | 53.915 | 17.1617 | Open | 11920.7479 | Fully Open | 9.3333
113 | 54.1551 | 17.2381 | Open | 12096.0906 | Fully Open | 9.4167
114 | 54.3942 | 17.3142 | Open | 12271.4334 | Fully Open | 9.5
115 | 54.6323 | 17.39 | Open | 12446.7761 | Fully Open | 9.5833
116 | 54.8693 | 17.4654 | Open | 12622.1189 | Fully Open | 9.6667
117 | 55.1053 | 17.5406 | Open | 12797.4617 | Fully Open | 9.75
118 | 55.3403 | 17.6154 | Open | 12972.8044 | Fully Open | 9.8333
119 | 55.5743 | 17.6898 | Open | 13148.1472 | Fully Open | 9.9167
120 | 55.8073 | 17.764 | Open | 13323.4899 | Fully Open | 10
121 | 56.0393 | 17.8379 | Open | 13498.8327 | Fully Open | 10.0833
122 | 56.2704 | 17.9114 | Open | 13674.1755 | Fully Open | 10.1667
123 | 56.5006 | 17.9847 | Open | 13849.5182 | Fully Open | 10.25
124 | 56.7298 | 18.0576 | Open | 14024.861 | Fully Open | 10.3333
125 | 56.9581 | 18.1303 | Open | 14200.2037 | Fully Open | 10.4167
126 | 57.1854 | 18.2027 | Open | 14375.5465 | Fully Open | 10.5
127 | 57.4119 | 18.2748 | Open | 14550.8892 | Fully Open | 10.5833
128 | 57.6375 | 18.3466 | Open | 14726.232 | Fully Open | 10.6667
129 | 57.8622 | 18.4181 | Open | 14901.5748 | Fully Open | 10.75
130 | 58.0861 | 18.4894 | Open | 15076.9175 | Fully Open | 10.8333
131 | 58.309 | 18.5603 | Open | 15252.2603 | Fully Open | 10.9167
132 | 58.5312 | 18.631 | Open | 15427.603 | Fully Open | 11
133 | 58.7525 | 18.7015 | Open | 15602.9458 | Fully Open | 11.0833
134 | 58.9729 | 18.7717 | Open | 15778.2885 | Fully Open | 11.1667
135 | 59.1926 | 18.8416 | Open | 15953.6313 | Fully Open | 11.25
136 | 59.4114 | 18.9112 | Open | 16128.9741 | Fully Open | 11.3333
137 | 59.6294 | 18.9806 | Open | 16304.3168 | Fully Open | 11.4167
138 | 59.8466 | 19.0498 | Open | 16479.6596 | Fully Open | 11.5
139 | 60.0631 | 19.1187 | Open | 16655.0023 | Fully Open | 11.5833
140 | 60.2788 | 19.1873 | Open | 16830.3451 | Fully Open | 11.6667
141 | 60.4936 | 19.2557 | Open | 17005.6879 | Fully Open | 11.75
142 | 60.7078 | 19.3239 | Open | 17181.0306 | Fully Open | 11.8333
143 | 60.9212 | 19.3918 | Open | 17356.3734 | Fully Open | 11.9167
144 | 61.1338 | 19.4595 | Open | 17531.7161 | Fully Open | 12
145 | 61.3457 | 19.5269 | Open | 17707.0589 | Fully Open | 12.0833
146 | 61.5569 | 19.5942 | Open | 17882.4016 | Fully Open | 12.1667
147 | 61.7673 | 19.6612 | Open | 18057.7444 | Fully Open | 12.25
148 | 61.9771 | 19.7279 | Open | 18233.0872 | Fully Open | 12.3333
149 | 62.1861 | 19.7945 | Open | 18408.4299 | Fully Open | 12.4167
150 | 62.3944 | 19.8608 | Open | 18583.7727 | Fully Open | 12.5
151 | 62.6021 | 19.9269 | Open | 18759.1154 | Fully Open | 12.5833
152 | 62.809 | 19.9927 | Open | 18934.4582 | Fully Open | 12.6667
153 | 63.0153 | 20.0584 | Open | 19109.8009 | Fully Open | 12.75
154 | 63.2209 | 20.1238 | Open | 19285.1437 | Fully Open | 12.8333
155 | 63.4258 | 20.1891 | Open | 19460.4865 | Fully Open | 12.9167
156 | 63.6301 | 20.2541 | Open | 19635.8292 | Fully Open | 13
157 | 63.8337 | 20.3189 | Open | 19811.172 | Fully Open | 13.0833
158 | 64.0367 | 20.3835 | Open | 19986.5147 | Fully Open | 13.1667
159 | 64.239 | 20.4479 | Open | 20161.8575 | Fully Open | 13.25
160 | 64.4407 | 20.5121 | Open | 20337.2003 | Fully Open | 13.3333
161 | 64.6418 | 20.5761 | Open | 20512.543 | Fully Open | 13.4167
162 | 64.8422 | 20.6399 | Open | 20687.8858 | Fully Open | 13.5
163 | 65.042 | 20.7035 | Open | 20863.2285 | Fully Open | 13.5833
164 | 65.2412 | 20.7669 | Open | 21038.5713 | Fully Open | 13.6667
165 | 65.4398 | 20.8301 | Open | 21213.914 | Fully Open | 13.75
166 | 65.6378 | 20.8932 | Open | 21389.2568 | Fully Open | 13.8333
167 | 65.8352 | 20.956 | Open | 21564.5996 | Fully Open | 13.9167
168 | 66.0321 | 21.0187 | Open | 21739.9423 | Fully Open | 14
169 | 66.2283 | 21.0811 | Open | 21915.2851 | Fully Open | 14.0833
170 | 66.4239 | 21.1434 | Open | 22090.6278 | Fully Open | 14.1667
171 | 66.619 | 21.2055 | Open | 22265.9706 | Fully Open | 14.25
172 | 66.8135 | 21.2674 | Open | 22441.3134 | Fully Open | 14.3333
173 | 67.0075 | 21.3291 | Open | 22616.6561 | Fully Open | 14.4167
174 | 67.2009 | 21.3907 | Open | 22791.9989 | Fully Open | 14.5
175 | 67.3937 | 21.4521 | Open | 22967.3416 | Fully Open | 14.5833
176 | 67.586 | 21.5133 | Open | 23142.6844 | Fully Open | 14.6667
177 | 67.7777 | 21.5743 | Open | 23318.0271 | Fully Open | 14.75
178 | 67.9689 | 21.6352 | Open | 23493.3699 | Fully Open | 14.8333
179 | 68.1596 | 21.6959 | Open | 23668.7127 | Fully Open | 14.9167
180 | 68.3497 | 21.7564 | Open | 23844.0554 | Fully Open | 15
181 | 68.5393 | 21.8167 | Open | 24019.3982 | Fully Open | 15.0833
182 | 68.7283 | 21.8769 | Open | 24194.7409 | Fully Open | 15.1667
183 | 68.9169 | 21.9369 | Open | 24370.0837 | Fully Open | 15.25
184 | 69.1049 | 21.9968 | Open | 24545.4264 | Fully Open | 15.3333
185 | 69.2925 | 22.0565 | Open | 24720.7692 | Fully Open | 15.4167
186 | 69.4795 | 22.116 | Open | 24896.112 | Fully Open | 15.5
187 | 69.666 | 22.1754 | Open | 25071.4547 | Fully Open | 15.5833
188 | 69.852 | 22.2346 | Open | 25246.7975 | Fully Open | 15.6667
189 | 70.0376 | 22.2937 | Open | 25422.1402 | Fully Open | 15.75
190 | 70.2226 | 22.3526 | Open | 25597.483 | Fully Open | 15.8333
191 | 70.4072 | 22.4113 | Open | 25772.8258 | Fully Open | 15.9167
192 | 70.5912 | 22.4699 | Open | 25948.1685 | Fully Open | 16
193 | 70.7748 | 22.5283 | Open | 26123.5113 | Fully Open | 16.0833
194 | 70.958 | 22.5866 | Open | 26298.854 | Fully Open | 16.1667
195 | 71.1406 | 22.6448 | Open | 26474.1968 | Fully Open | 16.25
196 | 71.3228 | 22.7027 | Open | 26649.5395 | Fully Open | 16.3333
197 | 71.5045 | 22.7606 | Open | 26824.8823 | Fully Open | 16.4167
198 | 71.6857 | 22.8183 | Open | 27000.2251 | Fully Open | 16.5
199 | 71.8665 | 22.8758 | Open | 27175.5678 | Fully Open | 16.5833
200 | 72.0469 | 22.9332 | Open | 27350.9106 | Fully Open | 16.6667
201 | 72.2268 | 22.9905 | Open | 27526.2533 | Fully Open | 16.75
202 | 72.4062 | 23.0476 | Open | 27701.5961 | Fully Open | 16.8333
203 | 72.5852 | 23.1046 | Open | 27876.9388 | Fully Open | 16.9167
204 | 72.7638 | 23.1614 | Open | 28052.2816 | Fully Open | 17
205 | 72.9419 | 23.2181 | Open | 28227.6244 | Fully Open | 17.0833
206 | 73.1196 | 23.2747 | Open | 28402.9671 | Fully Open | 17.1667
207 | 73.2969 | 23.3311 | Open | 28578.3099 | Fully Open | 17.25
208 | 73.4737 | 23.3874 | Open | 28753.6526 | Fully Open | 17.3333
209 | 73.6501 | 23.4436 | Open | 28928.9954 | Fully Open | 17.4167
210 | 73.8261 | 23.4996 | Open | 29104.3382 | Fully Open | 17.5
211 | 74.0017 | 23.5555 | Open | 29279.6809 | Fully Open | 17.5833
212 | 74.1768 | 23.6112 | Open | 29455.0237 | Fully Open | 17.6667
213 | 74.3515 | 23.6668 | Open | 29630.3664 | Fully Open | 17.75
214 | 74.5259 | 23.7223 | Open | 29805.7092 | Fully Open | 17.8333
215 | 74.6998 | 23.7777 | Open | 29981.0519 | Fully Open | 17.9167
216 | 74.8733 | 23.8329 | Open | 30156.3947 | Fully Open | 18
217 | 75.0464 | 23.888 | Open | 30331.7375 | Fully Open | 18.0833
218 | 75.2192 | 23.943 | Open | 30507.0802 | Fully Open | 18.1667
219 | 75.3915 | 23.9979 | Open | 30682.423 | Fully Open | 18.25
220 | 75.5634 | 24.0526 | Open | 30857.7657 | Fully Open | 18.3333
221 | 75.735 | 24.1072 | Open | 31033.1085 | Fully Open | 18.4167
222 | 75.9061 | 24.1617 | Open | 31208.4512 | Fully Open | 18.5
223 | 76.0769 | 24.216 | Open | 31383.794 | Fully Open | 18.5833
224 | 76.2473 | 24.2703 | Open | 31559.1368 | Fully Open | 18.6667
225 | 76.4173 | 24.3244 | Open | 31734.4795 | Fully Open | 18.75
226 | 76.5869 | 24.3784 | Open | 31909.8223 | Fully Open | 18.8333
227 | 76.7561 | 24.4322 | Open | 32085.165 | Fully Open | 18.9167
228 | 76.925 | 24.486 | Open | 32260.5078 | Fully Open | 19
229 | 77.0935 | 24.5396 | Open | 32435.8506 | Fully Open | 19.0833
230 | 77.2617 | 24.5932 | Open | 32611.1933 | Fully Open | 19.1667
231 | 77.4295 | 24.6466 | Open | 32786.5361 | Fully Open | 19.25
232 | 77.5969 | 24.6999 | Open | 32961.8788 | Fully Open | 19.3333
233 | 77.7639 | 24.753 | Open | 33137.2216 | Fully Open | 19.4167
234 | 77.9306 | 24.8061 | Open | 33312.5643 | Fully Open | 19.5
235 | 78.097 | 24.859 | Open | 33487.9071 | Fully Open | 19.5833
236 | 78.263 | 24.9119 | Open | 33663.2499 | Fully Open | 19.6667
237 | 78.4286 | 24.9646 | Open | 33838.5926 | Fully Open | 19.75
238 | 78.5939 | 25.0172 | Open | 34013.9354 | Fully Open | 19.8333
239 | 78.7588 | 25.0697 | Open | 34189.2781 | Fully Open | 19.9167
240 | 78.9234 | 25.1221 | Open | 34364.6209 | Fully Open | 20
Note on A6: Rajib Sinha: This is the maximum height of water before flooding occurs elsewhere in the system. Limited to 20 feet in this model.
Note on A7: Rajib Sinha: The height of the water can be greater than the channel diameter up to 20 feet total.
Note on A8: Rajib Sinha: Ideally, the slope should be constant for about 10 pipe diameters upstream. The program only accepts slopes up to 5% (since Mannings equation does not produce good results above that slope).
Note on A10: Rajib Sinha: Usually between 0.0009 to 0.05. Should be adjusted for the condition of the pipe. For concrete pipe, use 0.011 as the initial parameter.
Note on A13: Rajib Sinha: This parameter assumes a segment of the gate is removed to allow water to flow under low-flow conditions. Enter "0" if there is no opening. Must be less than hald the pipe diameter. If you have a circular opening (e.g., a pipe in the flap gate), change this parameter until you get an "equivalent diameter" to match the diameter of the circular opening. The circular opening must be at the bottom of the flap gate.
Note on A16: Rajib Sinha: The flap gate should be mounted on a flat-black seat with a seating face machined at an angle of 5 degrees or more from the vertical. This allows the gate to have a horizontal face component to completely seat the gate by gravity. If the gate is not mounted at an angle, enter "0" in this cell.
Note on A17: Rajib Sinha: This parameter is the location of the weight from the hinge. The current model does not include this parameter and the weight has been assumed to be located at the center of moment for the gate.
Note on A19: Rajib Sinha: The discharge coefficient is a dimensionless number used to characterize the flow and pressure loss behaviour of nozzles and orifices in fluid systems. Use 0.7 as the intial parameter. Must be less than 1.

## Data Table Segment Flow (2) (hidden)
Diameter | D | 2 | feet
Radius | R | 1 | feet
depth of water | d | 0.083333 | feet
Area of Channel |  | 3.1416 | ft^2
circular segment height | h | 0.083333 | feet
central angle | a | 0.82228 | radians
|  | 47.1129 | degrees
circular segment area | K | 0.04479 | ft^2
arc length | s | 0.82228 | ft
flow area | A | 0.04479 | ft^2
wetted perimeter | Pw | 0.82228 | ft
hydraulic radius | Rh | 0.05447 | ft
Segment Area Open at Bottom
Segment Height | G | 0.25 | feet | Bottom opening
Central angle |  | 1.4455 | radians
|  | 82.8192 | degrees
Circular segment area |  | 0.22666 | ft^2
Wetted Area with Opening |  | -0.18187 | ft^2
Slope | s | 1% | percent
|  | 0.01 | ft/ft
Mannings coefficient | n | 0.011
depth of water | d | 0.083333 | feet
Flow Rate | Q | 0.087179 | cfs |  |  | Isosceles Triangle
|  | 39.1258 | gpm
[6 empty] | A=B | 72 | inches
Velocity | V | 1.9464 | ft/sec |  |  | Opening | 6 | inches
[6 empty] | vertical height | 71.9375 | inches
[6 empty] | Opening | 4.776 | degrees
Gravity | g | 32.2 | ft/sec^2
With Gate
Gate Status | -7717.641 | Closed
Depth of water | 0.083333 | ft
Segment Height | 0.25 | ft
Flow Rate when water is below opening | 0.087179 | ft^3/sec | 0.087179 | This flow is open channel, Manning
Flow Rate when water is above opening | Below Opening | V=Cd*A*(2gH)^1/2 | 0.36755 | This flow is pressured open tank flow | Assumed a discharge coefficient= |  | 0.7
Flow Rate | 0.087179 | ft^3/sec
Velocity | 1.9464 | ft/sec
Flow Area | 0.04479
When Water is over the channel diameter
H | 1 | inches
| 0.083333 | feet
Check if over channel | 0 | inches
Channel Area | 0.22666 | ft^2 | if Gate is closed, channel area = bottom opening
Flow Rate when water is above opening | 0 | V=Cd*A*(2gH)^1/2 | 0.36755 | This flow is pressured open tank flow | Assumed a discharge coefficient= |  | 0.7

## Data Table Mannings (2) (hidden)
Diameter | D | 2 | feet
Radius | R | 1 | feet
depth of water | d (inches) | 1 | inches
depth of water | d | 0.083333 | feet
Maximum depth of water |  | 240 | inches
circular segment height | h | 0.083333 | feet
central angle | a | 0.82228 | radians
|  | 47.1129 | degrees
circular segment area | K | 0.04479 | ft^2
arc length | s | 0.82228 | ft
flow area | A | 0.04479 | ft^2
wetted perimeter | Pw | 0.82228 | ft
hydraulic radius | Rh | 0.05447 | ft
Slope | s | 1% | percent
|  | 0.01 | ft/ft
Mannings coefficient | n | 0.011
depth of water | d | 0.083333 | feet
Isosceles Triangle
Flow Rate | Q | 0.087179 | cfs
|  | 39.1258 | gpm | [6 empty] | A=B | 72 | inches
[10 empty] | Opening | 6 | inches
Velocity | V | 1.9464 | ft/sec | [6 empty] | vertical height | 71.9375 | inches
[10 empty] | Opening | 4.776 | degrees
Gravity | g | 32.2 | ft/sec^2
Data Table
Depth of Water (inches) | Flow (cfs) | Velocity (fps) | Depth (ft) | circular segment height | central angle | circular segment area | arc length | flow area | wetted perimeter | hydraulic radius
#NAME? | 0.087179 | 1.9464 | #NAME? | 0.083333 | 47.1129 | 0.04479 | 0.82228 | 0.04479 | 0.82228 | 0.05447
#NAME? | #NAME? | #NAME? | #NAME? | #NAME? | #NAME? | #NAME? | #NAME? | #NAME? | #NAME? | #NAME?
#NAME? | #NAME? | #NAME? | #NAME? | #NAME? | #NAME? | #NAME? | #NAME? | #NAME? | #NAME? | #NAME?
#NAME? | #NAME? | #NAME? | #NAME? | #NAME? | #NAME? | #NAME? | #NAME? | #NAME? | #NAME? | #NAME?
#NAME? | #NAME? | #NAME? | #NAME? | #NAME? | #NAME? | #NAME? | #NAME? | #NAME? | #NAME? | #NAME?
#NAME? | #NAME? | #NAME? | #NAME? | #NAME? | #NAME? | #NAME? | #NAME? | #NAME? | #NAME? | #NAME?
#NAME? | #NAME? | #NAME? | #NAME? | #NAME? | #NAME? | #NAME? | #NAME? | #NAME? | #NAME? | #NAME?
#NAME? | #NAME? | #NAME? | #NAME? | #NAME? | #NAME? | #NAME? | #NAME? | #NAME? | #NAME? | #NAME?
#NAME? | #NAME? | #NAME? | #NAME? | #NAME? | #NAME? | #NAME? | #NAME? | #NAME? | #NAME? | #NAME?
#NAME? | #NAME? | #NAME? | #NAME? | #NAME? | #NAME? | #NAME? | #NAME? | #NAME? | #NAME? | #NAME?
#NAME? | #NAME? | #NAME? | #NAME? | #NAME? | #NAME? | #NAME? | #NAME? | #NAME? | #NAME? | #NAME?
#NAME? | #NAME? | #NAME? | #NAME? | #NAME? | #NAME? | #NAME? | #NAME? | #NAME? | #NAME? | #NAME?
#NAME? | #NAME? | #NAME? | #NAME? | #NAME? | #NAME? | #NAME? | #NAME? | #NAME? | #NAME? | #NAME?
#NAME? | #NAME? | #NAME? | #NAME? | #NAME? | #NAME? | #NAME? | #NAME? | #NAME? | #NAME? | #NAME?
#NAME? | #NAME? | #NAME? | #NAME? | #NAME? | #NAME? | #NAME? | #NAME? | #NAME? | #NAME? | #NAME?
#NAME? | #NAME? | #NAME? | #NAME? | #NAME? | #NAME? | #NAME? | #NAME? | #NAME? | #NAME? | #NAME?
#NAME? | #NAME? | #NAME? | #NAME? | #NAME? | #NAME? | #NAME? | #NAME? | #NAME? | #NAME? | #NAME?
#NAME? | #NAME? | #NAME? | #NAME? | #NAME? | #NAME? | #NAME? | #NAME? | #NAME? | #NAME? | #NAME?
#NAME? | #NAME? | #NAME? | #NAME? | #NAME? | #NAME? | #NAME? | #NAME? | #NAME? | #NAME? | #NAME?
#NAME? | #NAME? | #NAME? | #NAME? | #NAME? | #NAME? | #NAME? | #NAME? | #NAME? | #NAME? | #NAME?
#NAME? | #NAME? | #NAME? | #NAME? | #NAME? | #NAME? | #NAME? | #NAME? | #NAME? | #NAME? | #NAME?
#NAME? | #NAME? | #NAME? | #NAME? | #NAME? | #NAME? | #NAME? | #NAME? | #NAME? | #NAME? | #NAME?
#NAME? | #NAME? | #NAME? | #NAME? | #NAME? | #NAME? | #NAME? | #NAME? | #NAME? | #NAME? | #NAME?
#NAME? | #NAME? | #NAME? | #NAME? | #NAME? | #NAME? | #NAME? | #NAME? | #NAME? | #NAME? | #NAME?
#NAME? | #NAME? | #NAME? | #NAME? | #NAME? | #NAME? | #NAME? | #NAME? | #NAME? | #NAME? | #NAME?
#NAME? | #NAME? | #NAME? | #NAME? | #NAME? | #NAME? | #NAME? | #NAME? | #NAME? | #NAME? | #NAME?
#NAME? | #NAME? | #NAME? | #NAME? | #NAME? | #NAME? | #NAME? | #NAME? | #NAME? | #NAME? | #NAME?
#NAME? | #NAME? | #NAME? | #NAME? | #NAME? | #NAME? | #NAME? | #NAME? | #NAME? | #NAME? | #NAME?
#NAME? | #NAME? | #NAME? | #NAME? | #NAME? | #NAME? | #NAME? | #NAME? | #NAME? | #NAME? | #NAME?
#NAME? | #NAME? | #NAME? | #NAME? | #NAME? | #NAME? | #NAME? | #NAME? | #NAME? | #NAME? | #NAME?
#NAME? | #NAME? | #NAME? | #NAME? | #NAME? | #NAME? | #NAME? | #NAME? | #NAME? | #NAME? | #NAME?
#NAME? | #NAME? | #NAME? | #NAME? | #NAME? | #NAME? | #NAME? | #NAME? | #NAME? | #NAME? | #NAME?
#NAME? | #NAME? | #NAME? | #NAME? | #NAME? | #NAME? | #NAME? | #NAME? | #NAME? | #NAME? | #NAME?
#NAME? | #NAME? | #NAME? | #NAME? | #NAME? | #NAME? | #NAME? | #NAME? | #NAME? | #NAME? | #NAME?
#NAME? | #NAME? | #NAME? | #NAME? | #NAME? | #NAME? | #NAME? | #NAME? | #NAME? | #NAME? | #NAME?
#NAME? | #NAME? | #NAME? | #NAME? | #NAME? | #NAME? | #NAME? | #NAME? | #NAME? | #NAME? | #NAME?
| 0 | 0 | #NAME? | 0 | 0 | 0 | 0 | 0 | 0 | 0
| 0 | 0 | #NAME? | 0 | 0 | 0 | 0 | 0 | 0 | 0
| 0 | 0 | #NAME? | 0 | 0 | 0 | 0 | 0 | 0 | 0
| 0 | 0 | #NAME? | 0 | 0 | 0 | 0 | 0 | 0 | 0
| 0 | 0 | #NAME? | 0 | 0 | 0 | 0 | 0 | 0 | 0
| 0 | 0 | #NAME? | 0 | 0 | 0 | 0 | 0 | 0 | 0
| 0 | 0 | #NAME? | 0 | 0 | 0 | 0 | 0 | 0 | 0
| 0 | 0 | #NAME? | 0 | 0 | 0 | 0 | 0 | 0 | 0
| 0 | 0 | #NAME? | 0 | 0 | 0 | 0 | 0 | 0 | 0
| 0 | 0 | #NAME? | 0 | 0 | 0 | 0 | 0 | 0 | 0
| 0 | 0 | #NAME? | 0 | 0 | 0 | 0 | 0 | 0 | 0
| 0 | 0 | #NAME? | 0 | 0 | 0 | 0 | 0 | 0 | 0
| 0 | 0 | #NAME? | 0 | 0 | 0 | 0 | 0 | 0 | 0
| 0 | 0 | #NAME? | 0 | 0 | 0 | 0 | 0 | 0 | 0
| 0 | 0 | #NAME? | 0 | 0 | 0 | 0 | 0 | 0 | 0
| 0 | 0 | #NAME? | 0 | 0 | 0 | 0 | 0 | 0 | 0
| 0 | 0 | #NAME? | 0 | 0 | 0 | 0 | 0 | 0 | 0
| 0 | 0 | #NAME? | 0 | 0 | 0 | 0 | 0 | 0 | 0
| 0 | 0 | #NAME? | 0 | 0 | 0 | 0 | 0 | 0 | 0
| 0 | 0 | #NAME? | 0 | 0 | 0 | 0 | 0 | 0 | 0
| 0 | 0 | #NAME? | 0 | 0 | 0 | 0 | 0 | 0 | 0
| 0 | 0 | #NAME? | 0 | 0 | 0 | 0 | 0 | 0 | 0
| 0 | 0 | #NAME? | 0 | 0 | 0 | 0 | 0 | 0 | 0
| 0 | 0 | #NAME? | 0 | 0 | 0 | 0 | 0 | 0 | 0
| 0 | 0 | #NAME? | 0 | 0 | 0 | 0 | 0 | 0 | 0
| 0 | 0 | #NAME? | 0 | 0 | 0 | 0 | 0 | 0 | 0
| 0 | 0 | #NAME? | 0 | 0 | 0 | 0 | 0 | 0 | 0
| 0 | 0 | #NAME? | 0 | 0 | 0 | 0 | 0 | 0 | 0
| 0 | 0 | #NAME? | 0 | 0 | 0 | 0 | 0 | 0 | 0
| 0 | 0 | #NAME? | 0 | 0 | 0 | 0 | 0 | 0 | 0
| 0 | 0 | #NAME? | 0 | 0 | 0 | 0 | 0 | 0 | 0
| 0 | 0 | #NAME? | 0 | 0 | 0 | 0 | 0 | 0 | 0
| 0 | 0 | #NAME? | 0 | 0 | 0 | 0 | 0 | 0 | 0
| 0 | 0 | #NAME? | 0 | 0 | 0 | 0 | 0 | 0 | 0
| 0 | 0 | #NAME? | 0 | 0 | 0 | 0 | 0 | 0 | 0
| 0 | 0 | #NAME? | 0 | 0 | 0 | 0 | 0 | 0 | 0
| 0 | 0 | #NAME? | 0 | 0 | 0 | 0 | 0 | 0 | 0
| 0 | 0 | #NAME? | 0 | 0 | 0 | 0 | 0 | 0 | 0
| 0 | 0 | #NAME? | 0 | 0 | 0 | 0 | 0 | 0 | 0
| 0 | 0 | #NAME? | 0 | 0 | 0 | 0 | 0 | 0 | 0
| 0 | 0 | #NAME? | 0 | 0 | 0 | 0 | 0 | 0 | 0
| 0 | 0 | #NAME? | 0 | 0 | 0 | 0 | 0 | 0 | 0
| 0 | 0 | #NAME? | 0 | 0 | 0 | 0 | 0 | 0 | 0
| 0 | 0 | #NAME? | 0 | 0 | 0 | 0 | 0 | 0 | 0
| 0 | 0 | #NAME? | 0 | 0 | 0 | 0 | 0 | 0 | 0
| 0 | 0 | #NAME? | 0 | 0 | 0 | 0 | 0 | 0 | 0
| 0 | 0 | #NAME? | 0 | 0 | 0 | 0 | 0 | 0 | 0
| 0 | 0 | #NAME? | 0 | 0 | 0 | 0 | 0 | 0 | 0
| 0 | 0 | #NAME? | 0 | 0 | 0 | 0 | 0 | 0 | 0
| 0 | 0 | #NAME? | 0 | 0 | 0 | 0 | 0 | 0 | 0
| 0 | 0 | #NAME? | 0 | 0 | 0 | 0 | 0 | 0 | 0
| 0 | 0 | #NAME? | 0 | 0 | 0 | 0 | 0 | 0 | 0
| 0 | 0 | #NAME? | 0 | 0 | 0 | 0 | 0 | 0 | 0
| 0 | 0 | #NAME? | 0 | 0 | 0 | 0 | 0 | 0 | 0
| 0 | 0 | #NAME? | 0 | 0 | 0 | 0 | 0 | 0 | 0
| 0 | 0 | #NAME? | 0 | 0 | 0 | 0 | 0 | 0 | 0
| 0 | 0 | #NAME? | 0 | 0 | 0 | 0 | 0 | 0 | 0
| 0 | 0 | #NAME? | 0 | 0 | 0 | 0 | 0 | 0 | 0
| 0 | 0 | #NAME? | 0 | 0 | 0 | 0 | 0 | 0 | 0
| 0 | 0 | #NAME? | 0 | 0 | 0 | 0 | 0 | 0 | 0
| 0 | 0 | #NAME? | 0 | 0 | 0 | 0 | 0 | 0 | 0
| 0 | 0 | #NAME? | 0 | 0 | 0 | 0 | 0 | 0 | 0
| 0 | 0 | #NAME? | 0 | 0 | 0 | 0 | 0 | 0 | 0
| 0 | 0 | #NAME? | 0 | 0 | 0 | 0 | 0 | 0 | 0
| 0 | 0 | #NAME? | 0 | 0 | 0 | 0 | 0 | 0 | 0
| 0 | 0 | #NAME? | 0 | 0 | 0 | 0 | 0 | 0 | 0
| 0 | 0 | #NAME? | 0 | 0 | 0 | 0 | 0 | 0 | 0
| 0 | 0 | #NAME? | 0 | 0 | 0 | 0 | 0 | 0 | 0
| 0 | 0 | #NAME? | 0 | 0 | 0 | 0 | 0 | 0 | 0
| 0 | 0 | #NAME? | 0 | 0 | 0 | 0 | 0 | 0 | 0
| 0 | 0 | #NAME? | 0 | 0 | 0 | 0 | 0 | 0 | 0
| 0 | 0 | #NAME? | 0 | 0 | 0 | 0 | 0 | 0 | 0
| 0 | 0 | #NAME? | 0 | 0 | 0 | 0 | 0 | 0 | 0
| 0 | 0 | #NAME? | 0 | 0 | 0 | 0 | 0 | 0 | 0
| 0 | 0 | #NAME? | 0 | 0 | 0 | 0 | 0 | 0 | 0
| 0 | 0 | #NAME? | 0 | 0 | 0 | 0 | 0 | 0 | 0
| 0 | 0 | #NAME? | 0 | 0 | 0 | 0 | 0 | 0 | 0
| 0 | 0 | #NAME? | 0 | 0 | 0 | 0 | 0 | 0 | 0
| 0 | 0 | #NAME? | 0 | 0 | 0 | 0 | 0 | 0 | 0
| 0 | 0 | #NAME? | 0 | 0 | 0 | 0 | 0 | 0 | 0
| 0 | 0 | #NAME? | 0 | 0 | 0 | 0 | 0 | 0 | 0
| 0 | 0 | #NAME? | 0 | 0 | 0 | 0 | 0 | 0 | 0
| 0 | 0 | #NAME? | 0 | 0 | 0 | 0 | 0 | 0 | 0
| 0 | 0 | #NAME? | 0 | 0 | 0 | 0 | 0 | 0 | 0
| 0 | 0 | #NAME? | 0 | 0 | 0 | 0 | 0 | 0 | 0
| 0 | 0 | #NAME? | 0 | 0 | 0 | 0 | 0 | 0 | 0
| 0 | 0 | #NAME? | 0 | 0 | 0 | 0 | 0 | 0 | 0
| 0 | 0 | #NAME? | 0 | 0 | 0 | 0 | 0 | 0 | 0
| 0 | 0 | #NAME? | 0 | 0 | 0 | 0 | 0 | 0 | 0
| 0 | 0 | #NAME? | 0 | 0 | 0 | 0 | 0 | 0 | 0
| 0 | 0 | #NAME? | 0 | 0 | 0 | 0 | 0 | 0 | 0
| 0 | 0 | #NAME? | 0 | 0 | 0 | 0 | 0 | 0 | 0
| 0 | 0 | #NAME? | 0 | 0 | 0 | 0 | 0 | 0 | 0
| 0 | 0 | #NAME? | 0 | 0 | 0 | 0 | 0 | 0 | 0
| 0 | 0 | #NAME? | 0 | 0 | 0 | 0 | 0 | 0 | 0
| 0 | 0 | #NAME? | 0 | 0 | 0 | 0 | 0 | 0 | 0
| 0 | 0 | #NAME? | 0 | 0 | 0 | 0 | 0 | 0 | 0
| 0 | 0 | #NAME? | 0 | 0 | 0 | 0 | 0 | 0 | 0
| 0 | 0 | #NAME? | 0 | 0 | 0 | 0 | 0 | 0 | 0
| 0 | 0 | #NAME? | 0 | 0 | 0 | 0 | 0 | 0 | 0
| 0 | 0 | #NAME? | 0 | 0 | 0 | 0 | 0 | 0 | 0
| 0 | 0 | #NAME? | 0 | 0 | 0 | 0 | 0 | 0 | 0
| 0 | 0 | #NAME? | 0 | 0 | 0 | 0 | 0 | 0 | 0
| 0 | 0 | #NAME? | 0 | 0 | 0 | 0 | 0 | 0 | 0
| 0 | 0 | #NAME? | 0 | 0 | 0 | 0 | 0 | 0 | 0
| 0 | 0 | #NAME? | 0 | 0 | 0 | 0 | 0 | 0 | 0
| 0 | 0 | #NAME? | 0 | 0 | 0 | 0 | 0 | 0 | 0
| 0 | 0 | #NAME? | 0 | 0 | 0 | 0 | 0 | 0 | 0
| 0 | 0 | #NAME? | 0 | 0 | 0 | 0 | 0 | 0 | 0
| 0 | 0 | #NAME? | 0 | 0 | 0 | 0 | 0 | 0 | 0
| 0 | 0 | #NAME? | 0 | 0 | 0 | 0 | 0 | 0 | 0
| 0 | 0 | #NAME? | 0 | 0 | 0 | 0 | 0 | 0 | 0
| 0 | 0 | #NAME? | 0 | 0 | 0 | 0 | 0 | 0 | 0
| 0 | 0 | #NAME? | 0 | 0 | 0 | 0 | 0 | 0 | 0
| 0 | 0 | #NAME? | 0 | 0 | 0 | 0 | 0 | 0 | 0
| 0 | 0 | #NAME? | 0 | 0 | 0 | 0 | 0 | 0 | 0
| 0 | 0 | #NAME? | 0 | 0 | 0 | 0 | 0 | 0 | 0
| 0 | 0 | #NAME? | 0 | 0 | 0 | 0 | 0 | 0 | 0
| 0 | 0 | #NAME? | 0 | 0 | 0 | 0 | 0 | 0 | 0
| 0 | 0 | #NAME? | 0 | 0 | 0 | 0 | 0 | 0 | 0
| 0 | 0 | #NAME? | 0 | 0 | 0 | 0 | 0 | 0 | 0
| 0 | 0 | #NAME? | 0 | 0 | 0 | 0 | 0 | 0 | 0
| 0 | 0 | #NAME? | 0 | 0 | 0 | 0 | 0 | 0 | 0
| 0 | 0 | #NAME? | 0 | 0 | 0 | 0 | 0 | 0 | 0
| 0 | 0 | #NAME? | 0 | 0 | 0 | 0 | 0 | 0 | 0
| 0 | 0 | #NAME? | 0 | 0 | 0 | 0 | 0 | 0 | 0
| 0 | 0 | #NAME? | 0 | 0 | 0 | 0 | 0 | 0 | 0
| 0 | 0 | #NAME? | 0 | 0 | 0 | 0 | 0 | 0 | 0
| 0 | 0 | #NAME? | 0 | 0 | 0 | 0 | 0 | 0 | 0
| 0 | 0 | #NAME? | 0 | 0 | 0 | 0 | 0 | 0 | 0
| 0 | 0 | #NAME? | 0 | 0 | 0 | 0 | 0 | 0 | 0
| 0 | 0 | #NAME? | 0 | 0 | 0 | 0 | 0 | 0 | 0
| 0 | 0 | #NAME? | 0 | 0 | 0 | 0 | 0 | 0 | 0
| 0 | 0 | #NAME? | 0 | 0 | 0 | 0 | 0 | 0 | 0
| 0 | 0 | #NAME? | 0 | 0 | 0 | 0 | 0 | 0 | 0
| 0 | 0 | #NAME? | 0 | 0 | 0 | 0 | 0 | 0 | 0
| 0 | 0 | #NAME? | 0 | 0 | 0 | 0 | 0 | 0 | 0
| 0 | 0 | #NAME? | 0 | 0 | 0 | 0 | 0 | 0 | 0
| 0 | 0 | #NAME? | 0 | 0 | 0 | 0 | 0 | 0 | 0
| 0 | 0 | #NAME? | 0 | 0 | 0 | 0 | 0 | 0 | 0
| 0 | 0 | #NAME? | 0 | 0 | 0 | 0 | 0 | 0 | 0
| 0 | 0 | #NAME? | 0 | 0 | 0 | 0 | 0 | 0 | 0
| 0 | 0 | #NAME? | 0 | 0 | 0 | 0 | 0 | 0 | 0
| 0 | 0 | #NAME? | 0 | 0 | 0 | 0 | 0 | 0 | 0
| 0 | 0 | #NAME? | 0 | 0 | 0 | 0 | 0 | 0 | 0
| 0 | 0 | #NAME? | 0 | 0 | 0 | 0 | 0 | 0 | 0
| 0 | 0 | #NAME? | 0 | 0 | 0 | 0 | 0 | 0 | 0
| 0 | 0 | #NAME? | 0 | 0 | 0 | 0 | 0 | 0 | 0
| 0 | 0 | #NAME? | 0 | 0 | 0 | 0 | 0 | 0 | 0
| 0 | 0 | #NAME? | 0 | 0 | 0 | 0 | 0 | 0 | 0
| 0 | 0 | #NAME? | 0 | 0 | 0 | 0 | 0 | 0 | 0
| 0 | 0 | #NAME? | 0 | 0 | 0 | 0 | 0 | 0 | 0
| 0 | 0 | #NAME? | 0 | 0 | 0 | 0 | 0 | 0 | 0
| 0 | 0 | #NAME? | 0 | 0 | 0 | 0 | 0 | 0 | 0
| 0 | 0 | #NAME? | 0 | 0 | 0 | 0 | 0 | 0 | 0
| 0 | 0 | #NAME? | 0 | 0 | 0 | 0 | 0 | 0 | 0
| 0 | 0 | #NAME? | 0 | 0 | 0 | 0 | 0 | 0 | 0
| 0 | 0 | #NAME? | 0 | 0 | 0 | 0 | 0 | 0 | 0
| 0 | 0 | #NAME? | 0 | 0 | 0 | 0 | 0 | 0 | 0
| 0 | 0 | #NAME? | 0 | 0 | 0 | 0 | 0 | 0 | 0
| 0 | 0 | #NAME? | 0 | 0 | 0 | 0 | 0 | 0 | 0
| 0 | 0 | #NAME? | 0 | 0 | 0 | 0 | 0 | 0 | 0
| 0 | 0 | #NAME? | 0 | 0 | 0 | 0 | 0 | 0 | 0
| 0 | 0 | #NAME? | 0 | 0 | 0 | 0 | 0 | 0 | 0
| 0 | 0 | #NAME? | 0 | 0 | 0 | 0 | 0 | 0 | 0
| 0 | 0 | #NAME? | 0 | 0 | 0 | 0 | 0 | 0 | 0
| 0 | 0 | #NAME? | 0 | 0 | 0 | 0 | 0 | 0 | 0
| 0 | 0 | #NAME? | 0 | 0 | 0 | 0 | 0 | 0 | 0
| 0 | 0 | #NAME? | 0 | 0 | 0 | 0 | 0 | 0 | 0
| 0 | 0 | #NAME? | 0 | 0 | 0 | 0 | 0 | 0 | 0
| 0 | 0 | #NAME? | 0 | 0 | 0 | 0 | 0 | 0 | 0
| 0 | 0 | #NAME? | 0 | 0 | 0 | 0 | 0 | 0 | 0
| 0 | 0 | #NAME? | 0 | 0 | 0 | 0 | 0 | 0 | 0
| 0 | 0 | #NAME? | 0 | 0 | 0 | 0 | 0 | 0 | 0
| 0 | 0 | #NAME? | 0 | 0 | 0 | 0 | 0 | 0 | 0
| 0 | 0 | #NAME? | 0 | 0 | 0 | 0 | 0 | 0 | 0
| 0 | 0 | #NAME? | 0 | 0 | 0 | 0 | 0 | 0 | 0
| 0 | 0 | #NAME? | 0 | 0 | 0 | 0 | 0 | 0 | 0
| 0 | 0 | #NAME? | 0 | 0 | 0 | 0 | 0 | 0 | 0
| 0 | 0 | #NAME? | 0 | 0 | 0 | 0 | 0 | 0 | 0
| 0 | 0 | #NAME? | 0 | 0 | 0 | 0 | 0 | 0 | 0
| 0 | 0 | #NAME? | 0 | 0 | 0 | 0 | 0 | 0 | 0
| 0 | 0 | #NAME? | 0 | 0 | 0 | 0 | 0 | 0 | 0
| 0 | 0 | #NAME? | 0 | 0 | 0 | 0 | 0 | 0 | 0
| 0 | 0 | #NAME? | 0 | 0 | 0 | 0 | 0 | 0 | 0
| 0 | 0 | #NAME? | 0 | 0 | 0 | 0 | 0 | 0 | 0
| 0 | 0 | #NAME? | 0 | 0 | 0 | 0 | 0 | 0 | 0
| 0 | 0 | #NAME? | 0 | 0 | 0 | 0 | 0 | 0 | 0
| 0 | 0 | #NAME? | 0 | 0 | 0 | 0 | 0 | 0 | 0
| 0 | 0 | #NAME? | 0 | 0 | 0 | 0 | 0 | 0 | 0
| 0 | 0 | #NAME? | 0 | 0 | 0 | 0 | 0 | 0 | 0
| 0 | 0 | #NAME? | 0 | 0 | 0 | 0 | 0 | 0 | 0
| 0 | 0 | #NAME? | 0 | 0 | 0 | 0 | 0 | 0 | 0
| 0 | 0 | #NAME? | 0 | 0 | 0 | 0 | 0 | 0 | 0
| 0 | 0 | #NAME? | 0 | 0 | 0 | 0 | 0 | 0 | 0
| 0 | 0 | #NAME? | 0 | 0 | 0 | 0 | 0 | 0 | 0
| 0 | 0 | #NAME? | 0 | 0 | 0 | 0 | 0 | 0 | 0
| 0 | 0 | #NAME? | 0 | 0 | 0 | 0 | 0 | 0 | 0
| 0 | 0 | #NAME? | 0 | 0 | 0 | 0 | 0 | 0 | 0
| 0 | 0 | #NAME? | 0 | 0 | 0 | 0 | 0 | 0 | 0
| 0 | 0 | #NAME? | 0 | 0 | 0 | 0 | 0 | 0 | 0
| 0 | 0 | #NAME? | 0 | 0 | 0 | 0 | 0 | 0 | 0
| 0 | 0 | #NAME? | 0 | 0 | 0 | 0 | 0 | 0 | 0
| 0 | 0 | #NAME? | 0 | 0 | 0 | 0 | 0 | 0 | 0

## Data Table Static Force (2) (hidden)
g | 32.2 | ft/sec^2
Density | 62.4 | lb/ft^3
Angle of gate | 5 | degrees
Weight of gate | 250 | lbs
Additional Weight | 2500 | lbs
Height of Water | 0.083333 | feet
Center of Pressure | 0.027778
Wetted Area | -0.18187 | ft^2
Force on gate | -10.1506 | ft-lb/sec^2
Down force | 7717.641 | ft-lb/sec^2

## Data Table Angle of Opening (2) (hidden)
Gravity | g | 32.2 | ft/sec^2
Density | r | 62.4 | lb/ft^3
Wetted Area |  | -0.18187 | ft^2
Weight of gate |  | 2750 | lbs
Diameter of Gate |  | 2 | feet
Gate Status | -7717.641 | Closed
depth of water | 0.083333 | ft
segment height | 3 | ft
Flow Velocity |  | 0 | ft/sec
Hydrostatic Force Moment |  | 0
Weight Moment |  | 88550
Sin q |  | 0
q |  | 0 |  | radians
|  | 0 |  | degrees

## Data Table Full Pipe Flow (2) (hidden)
Gravity | g | 32.2 | ft/sec^2
Density | r | 62.4 | lb/ft^3
Wetted Area |  | 1.2272 | ft^2
Weight of gate |  | 80 | lbs
Diameter of Gate |  | 1.25 | feet
Flow Velocity |  | 6 | ft/sec |  | Flow Rate | 7.3631 | cfs
Hydrostatic Force Moment |  | 1148.6448 |  |  |  | 3304.5628 | gpm
Weight Moment |  | 1610
Sin q |  | 0.71344
q |  | 0.7944 |  | radians
|  | 45.5158 |  | degrees
Cd |  | 0.6
A |  | 1.2272 | ft^2
Height |  | 6 | ft
Height |  | 5.375
Volume |  | 297 | cfs | V=Cd*A*(2gH)^1/2
|  | 133293.6 | gpm
velocity |  | 242.0174 | ft/sec | 165.0118 | mph

## Data Table Angle to Area (2) (hidden)
Given center angle |  |  | Given Height of water
n | 67 | degrees | height of water | 3 | inches
| 1.1694 | radian | Central angle | 1.4455 | radians
|  |  |  | 82.8192 | degrees
D | 24 | inches | D | 24 | inches
r | 12 | inches | r | 12 | inches
A | 17.9183 | in 2 | Area | 32.6384
| 0.12443 | ft^2 |  | 0.22666 | ft^2
height of water | 1.9934 | inches
| 4000 | lbs
Weight | 3682.0194 | lbs
| 93.4041 | inches
| 7.7837 | feet

## Box - Lower Orifice (hidden)
D
Diameter | D | 0.25 | feet | [5 empty] | Sluice Gate Opening
Radius | R | 0.125 | feet
depth of water | d | 4 | feet | [5 empty] | Water Flow | Q | 0.55149 | ft^3/sec
Area of Channel |  | 0.049087 | ft^2 | [5 empty] | Flow Area | A | 0.049087 | ft
circular segment height | h | -3.75 | feet | [5 empty] | Cd |  | 0.7
central angle | a | #NUM! | radians | [5 empty] | Equivalent height |  | 4 | ft
|  | #NUM! | degrees | [5 empty] | Equivalent height |  | 2.2568 | ft
circular segment area | K | #NUM! | ft^2
arc length | s | #NUM! | ft | [11 empty] | theta-sin(theta) | Degrees | Radian | sin theta
flow area | A | 0.049087 | ft^2 | [5 empty] | From Segment Area | [5 empty] | 0 | 0 | 0 | 0
wetted perimeter | Pw | #NUM! | ft | [5 empty] | Pipe Diameter | D | 0.25 | ft |  |  | 8.8608e-07 | 1 | 0.017453 | 0.017452
hydraulic radius | Rh | #NUM! | ft | [5 empty] | Pipe Radius | R | 0.125 | ft |  |  | 7.0883e-06 | 2 | 0.034907 | 0.034899
[9 empty] | Flow Area | A | 0.049087 | ft^2 |  |  | 2.3921e-05 | 3 | 0.05236 | 0.052336
Segment Area Open at Bottom | [14 empty] | 5.6696e-05 | 4 | 0.069813 | 0.069756
Segment Height | G | 0.25 | feet | Bottom opening |  |  |  |  | Fully Open Pipe Area |  | 0.049087 | ft^2 | TRUE | cross-check | 0.00011072 | 5 | 0.087266 | 0.087156
Central angle |  | 6.2832 | radians | [5 empty] | Half Pipe |  | 0.024544 | ft^2 |  |  | 0.00019129 | 6 | 0.10472 | 0.10453
|  | 360 | degrees | [11 empty] | 0.0003037 | 7 | 0.12217 | 0.12187
Circular segment area |  | 0.049087 | ft^2 | [11 empty] | 0.00045324 | 8 | 0.13963 | 0.13917
Wetted Area with Opening |  | 0.049087 | ft^2 | [5 empty] | circular segment area | K=A | 0.049087 | ft^2 |  |  | 0.00064517 | 9 | 0.15708 | 0.15643
[15 empty] | 0.00088475 | 10 | 0.17453 | 0.17365
Slope | s | 1% | percent | [5 empty] | theta - sin(theta) |  | 6.2832 | rad |  |  | 0.0011772 | 11 | 0.19199 | 0.19081
|  | 0.01 | ft/ft | [5 empty] | theta |  | 6.2657 | rad |  |  | 0.0015278 | 12 | 0.20944 | 0.20791
Mannings coefficient | n | 0.011 | [8 empty] | 359 | deg |  |  | 0.0019417 | 13 | 0.22689 | 0.22495
[15 empty] | 0.0024242 | 14 | 0.24435 | 0.24192
depth of water | d | 4 | feet | [5 empty] | h |  | 0.25 | ft |  |  | 0.0029803 | 15 | 0.2618 | 0.25882
[11 empty] | 2.9999 | inches |  |  | 0.0036153 | 16 | 0.27925 | 0.27564
Flow Rate | Q | #NUM! | cfs |  |  | Isosceles Triangle | [8 empty] | 0.0043343 | 17 | 0.29671 | 0.29237
|  | #NUM! | gpm | [11 empty] | 0.0051423 | 18 | 0.31416 | 0.30902
[6 empty] | A=B | 72 | inches | [6 empty] | 0.0060444 | 19 | 0.33161 | 0.32557
Velocity | V | #NUM! | ft/sec |  |  | Opening | 6 | inches | [6 empty] | 0.0070457 | 20 | 0.34907 | 0.34202
[6 empty] | vertical height | 71.9375 | inches | [6 empty] | 0.0081512 | 21 | 0.36652 | 0.35837
[6 empty] | Opening | 4.776 | degrees | [6 empty] | 0.0093658 | 22 | 0.38397 | 0.37461
[15 empty] | 0.010695 | 23 | 0.40143 | 0.39073
Gravity | g | 32.2 | ft/sec^2 | [11 empty] | 0.012142 | 24 | 0.41888 | 0.40674
[15 empty] | 0.013714 | 25 | 0.43633 | 0.42262
[15 empty] | 0.015414 | 26 | 0.45379 | 0.43837
[15 empty] | 0.017248 | 27 | 0.47124 | 0.45399
Gate Status | 131.5071 | Open | [12 empty] | 0.019221 | 28 | 0.48869 | 0.46947
Depth of water | 4 | ft | [12 empty] | 0.021336 | 29 | 0.50615 | 0.48481
Segment Height | 0.25 | ft | [12 empty] | 0.023599 | 30 | 0.5236 | 0.5
Flow Rate when water is below opening | Open Channel | ft^3/sec | #NUM! | This flow is open channel, Manning | [10 empty] | 0.026014 | 31 | 0.54105 | 0.51504
Flow Rate when water is above opening | 0.55149 | Q=Cd*A*(2gH)^1/2 | 0.55149 | This flow is pressured open tank flow | Assumed a discharge coefficient= |  | 0.7 | [7 empty] | 0.028586 | 32 | 0.55851 | 0.52992
[15 empty] | 0.03132 | 33 | 0.57596 | 0.54464
Flow Rate | 0.55149 | ft^3/sec | [12 empty] | 0.034219 | 34 | 0.59341 | 0.55919
Velocity | 11.2349 | ft/sec | [12 empty] | 0.037289 | 35 | 0.61087 | 0.57358
[15 empty] | 0.040533 | 36 | 0.62832 | 0.58779
Flow Area | 0.049087 | [13 empty] | 0.043957 | 37 | 0.64577 | 0.60182
[15 empty] | 0.047564 | 38 | 0.66323 | 0.61566
[15 empty] | 0.051358 | 39 | 0.68068 | 0.62932
[15 empty] | 0.055344 | 40 | 0.69813 | 0.64279
When Water is over the channel diameter | [14 empty] | 0.059526 | 41 | 0.71558 | 0.65606
H | 48 | inches | [12 empty] | 0.063908 | 42 | 0.73304 | 0.66913
| 4 | feet | [12 empty] | 0.068493 | 43 | 0.75049 | 0.682
Check if over channel | Over Channel | inches | [12 empty] | 0.073287 | 44 | 0.76794 | 0.69466
Channel Area | 0.049087 | ft^2 | [12 empty] | 0.078291 | 45 | 0.7854 | 0.70711
[15 empty] | 0.083512 | 46 | 0.80285 | 0.71934
Flow Rate when water is above opening | Above Channel | Q=Cd*A*(2gH)^1/2 | 0.55149 | This flow is pressured open tank flow | Assumed a discharge coefficient= |  | 0.7 | [7 empty] | 0.088951 | 47 | 0.8203 | 0.73135
[15 empty] | 0.094613 | 48 | 0.83776 | 0.74314
[15 empty] | 0.1005 | 49 | 0.85521 | 0.75471
[15 empty] | 0.10662 | 50 | 0.87266 | 0.76604
[15 empty] | 0.11297 | 51 | 0.89012 | 0.77715
[15 empty] | 0.11956 | 52 | 0.90757 | 0.78801
[15 empty] | 0.12639 | 53 | 0.92502 | 0.79864
Segment Area Open upper orifice | [14 empty] | 0.13346 | 54 | 0.94248 | 0.80902
Segment Height | G | 24 | feet | Bottom opening | [10 empty] | 0.14078 | 55 | 0.95993 | 0.81915
Central angle |  | #VALUE! | radians | [11 empty] | 0.14835 | 56 | 0.97738 | 0.82904
|  | #VALUE! | degrees | [11 empty] | 0.15617 | 57 | 0.99484 | 0.83867
Circular segment area |  | #VALUE! | ft^2 | [11 empty] | 0.16424 | 58 | 1.0123 | 0.84805
Wetted Area with Opening |  | inches | ft^2 | [11 empty] | 0.17258 | 59 | 1.0297 | 0.85717
[15 empty] | 0.18117 | 60 | 1.0472 | 0.86603
[15 empty] | 0.19003 | 61 | 1.0647 | 0.87462
[15 empty] | 0.19916 | 62 | 1.0821 | 0.88295
[15 empty] | 0.20855 | 63 | 1.0996 | 0.89101
[15 empty] | 0.21822 | 64 | 1.117 | 0.89879
[15 empty] | 0.22816 | 65 | 1.1345 | 0.90631
[15 empty] | 0.23837 | 66 | 1.1519 | 0.91355
[15 empty] | 0.24887 | 67 | 1.1694 | 0.9205
[15 empty] | 0.25964 | 68 | 1.1868 | 0.92718
[15 empty] | 0.2707 | 69 | 1.2043 | 0.93358
[15 empty] | 0.28204 | 70 | 1.2217 | 0.93969
[15 empty] | 0.29367 | 71 | 1.2392 | 0.94552
[15 empty] | 0.30558 | 72 | 1.2566 | 0.95106
[15 empty] | 0.31779 | 73 | 1.2741 | 0.9563
[15 empty] | 0.33028 | 74 | 1.2915 | 0.96126
[15 empty] | 0.34307 | 75 | 1.309 | 0.96593
[15 empty] | 0.35615 | 76 | 1.3265 | 0.9703
[15 empty] | 0.36953 | 77 | 1.3439 | 0.97437
[15 empty] | 0.38321 | 78 | 1.3614 | 0.97815
[15 empty] | 0.39718 | 79 | 1.3788 | 0.98163
[15 empty] | 0.41146 | 80 | 1.3963 | 0.98481
[15 empty] | 0.42603 | 81 | 1.4137 | 0.98769
[15 empty] | 0.4409 | 82 | 1.4312 | 0.99027
[15 empty] | 0.45608 | 83 | 1.4486 | 0.99255
[15 empty] | 0.47155 | 84 | 1.4661 | 0.99452
[15 empty] | 0.48734 | 85 | 1.4835 | 0.99619
[15 empty] | 0.50342 | 86 | 1.501 | 0.99756
[15 empty] | 0.51981 | 87 | 1.5184 | 0.99863
[15 empty] | 0.5365 | 88 | 1.5359 | 0.99939
[15 empty] | 0.5535 | 89 | 1.5533 | 0.99985
[15 empty] | 0.5708 | 90 | 1.5708 | 1
[15 empty] | 0.5884 | 91 | 1.5882 | 0.99985
[15 empty] | 0.60631 | 92 | 1.6057 | 0.99939
[15 empty] | 0.62453 | 93 | 1.6232 | 0.99863
[15 empty] | 0.64305 | 94 | 1.6406 | 0.99756
[15 empty] | 0.66187 | 95 | 1.6581 | 0.99619
[15 empty] | 0.68099 | 96 | 1.6755 | 0.99452
[15 empty] | 0.70042 | 97 | 1.693 | 0.99255
[15 empty] | 0.72015 | 98 | 1.7104 | 0.99027
[15 empty] | 0.74019 | 99 | 1.7279 | 0.98769
[15 empty] | 0.76052 | 100 | 1.7453 | 0.98481
[15 empty] | 0.78116 | 101 | 1.7628 | 0.98163
[15 empty] | 0.80209 | 102 | 1.7802 | 0.97815
[15 empty] | 0.82332 | 103 | 1.7977 | 0.97437
[15 empty] | 0.84485 | 104 | 1.8151 | 0.9703
[15 empty] | 0.86667 | 105 | 1.8326 | 0.96593
[15 empty] | 0.88879 | 106 | 1.85 | 0.96126
[15 empty] | 0.9112 | 107 | 1.8675 | 0.9563
[15 empty] | 0.9339 | 108 | 1.885 | 0.95106
[15 empty] | 0.95689 | 109 | 1.9024 | 0.94552
[15 empty] | 0.98017 | 110 | 1.9199 | 0.93969
[15 empty] | 1.0037 | 111 | 1.9373 | 0.93358
[15 empty] | 1.0276 | 112 | 1.9548 | 0.92718
[15 empty] | 1.0517 | 113 | 1.9722 | 0.9205
[15 empty] | 1.0761 | 114 | 1.9897 | 0.91355
[15 empty] | 1.1008 | 115 | 2.0071 | 0.90631
[15 empty] | 1.1258 | 116 | 2.0246 | 0.89879
[15 empty] | 1.151 | 117 | 2.042 | 0.89101
[15 empty] | 1.1765 | 118 | 2.0595 | 0.88295
[15 empty] | 1.2023 | 119 | 2.0769 | 0.87462
[15 empty] | 1.2284 | 120 | 2.0944 | 0.86603
[15 empty] | 1.2547 | 121 | 2.1118 | 0.85717
[15 empty] | 1.2813 | 122 | 2.1293 | 0.84805
[15 empty] | 1.3081 | 123 | 2.1468 | 0.83867
[15 empty] | 1.3352 | 124 | 2.1642 | 0.82904
[15 empty] | 1.3625 | 125 | 2.1817 | 0.81915
[15 empty] | 1.3901 | 126 | 2.1991 | 0.80902
[15 empty] | 1.4179 | 127 | 2.2166 | 0.79864
[15 empty] | 1.446 | 128 | 2.234 | 0.78801
[15 empty] | 1.4743 | 129 | 2.2515 | 0.77715
[15 empty] | 1.5029 | 130 | 2.2689 | 0.76604
[15 empty] | 1.5317 | 131 | 2.2864 | 0.75471
[15 empty] | 1.5607 | 132 | 2.3038 | 0.74314
[15 empty] | 1.5899 | 133 | 2.3213 | 0.73135
[15 empty] | 1.6194 | 134 | 2.3387 | 0.71934
[15 empty] | 1.6491 | 135 | 2.3562 | 0.70711
[15 empty] | 1.679 | 136 | 2.3736 | 0.69466
[15 empty] | 1.7091 | 137 | 2.3911 | 0.682
[15 empty] | 1.7394 | 138 | 2.4086 | 0.66913
[15 empty] | 1.7699 | 139 | 2.426 | 0.65606
[15 empty] | 1.8007 | 140 | 2.4435 | 0.64279
[15 empty] | 1.8316 | 141 | 2.4609 | 0.62932
[15 empty] | 1.8627 | 142 | 2.4784 | 0.61566
[15 empty] | 1.894 | 143 | 2.4958 | 0.60182
[15 empty] | 1.9255 | 144 | 2.5133 | 0.58779
[15 empty] | 1.9572 | 145 | 2.5307 | 0.57358
[15 empty] | 1.989 | 146 | 2.5482 | 0.55919
[15 empty] | 2.021 | 147 | 2.5656 | 0.54464
[15 empty] | 2.0532 | 148 | 2.5831 | 0.52992
[15 empty] | 2.0855 | 149 | 2.6005 | 0.51504
[15 empty] | 2.118 | 150 | 2.618 | 0.5
[15 empty] | 2.1506 | 151 | 2.6354 | 0.48481
[15 empty] | 2.1834 | 152 | 2.6529 | 0.46947
[15 empty] | 2.2164 | 153 | 2.6704 | 0.45399
[15 empty] | 2.2494 | 154 | 2.6878 | 0.43837
[15 empty] | 2.2826 | 155 | 2.7053 | 0.42262
[15 empty] | 2.316 | 156 | 2.7227 | 0.40674
[15 empty] | 2.3494 | 157 | 2.7402 | 0.39073
[15 empty] | 2.383 | 158 | 2.7576 | 0.37461
[15 empty] | 2.4167 | 159 | 2.7751 | 0.35837
[15 empty] | 2.4505 | 160 | 2.7925 | 0.34202
[15 empty] | 2.4844 | 161 | 2.81 | 0.32557
[15 empty] | 2.5184 | 162 | 2.8274 | 0.30902
[15 empty] | 2.5525 | 163 | 2.8449 | 0.29237
[15 empty] | 2.5867 | 164 | 2.8623 | 0.27564
[15 empty] | 2.621 | 165 | 2.8798 | 0.25882
[15 empty] | 2.6553 | 166 | 2.8972 | 0.24192
[15 empty] | 2.6897 | 167 | 2.9147 | 0.22495
[15 empty] | 2.7242 | 168 | 2.9322 | 0.20791
[15 empty] | 2.7588 | 169 | 2.9496 | 0.19081
[15 empty] | 2.7934 | 170 | 2.9671 | 0.17365
[15 empty] | 2.8281 | 171 | 2.9845 | 0.15643
[15 empty] | 2.8628 | 172 | 3.002 | 0.13917
[15 empty] | 2.8976 | 173 | 3.0194 | 0.12187
[15 empty] | 2.9323 | 174 | 3.0369 | 0.10453
[15 empty] | 2.9672 | 175 | 3.0543 | 0.087156
[15 empty] | 3.002 | 176 | 3.0718 | 0.069756
[15 empty] | 3.0369 | 177 | 3.0892 | 0.052336
[15 empty] | 3.0718 | 178 | 3.1067 | 0.034899
[15 empty] | 3.1067 | 179 | 3.1241 | 0.017452
[15 empty] | 3.1416 | 180 | 3.1416 | 1.2251e-16
[15 empty] | 3.1765 | 181 | 3.159 | -0.017452
[15 empty] | 3.2114 | 182 | 3.1765 | -0.034899
[15 empty] | 3.2463 | 183 | 3.194 | -0.052336
[15 empty] | 3.2812 | 184 | 3.2114 | -0.069756
[15 empty] | 3.316 | 185 | 3.2289 | -0.087156
[15 empty] | 3.3508 | 186 | 3.2463 | -0.10453
[15 empty] | 3.3856 | 187 | 3.2638 | -0.12187
[15 empty] | 3.4204 | 188 | 3.2812 | -0.13917
[15 empty] | 3.4551 | 189 | 3.2987 | -0.15643
[15 empty] | 3.4898 | 190 | 3.3161 | -0.17365
[15 empty] | 3.5244 | 191 | 3.3336 | -0.19081
[15 empty] | 3.5589 | 192 | 3.351 | -0.20791
[15 empty] | 3.5934 | 193 | 3.3685 | -0.22495
[15 empty] | 3.6279 | 194 | 3.3859 | -0.24192
[15 empty] | 3.6622 | 195 | 3.4034 | -0.25882
[15 empty] | 3.6965 | 196 | 3.4208 | -0.27564
[15 empty] | 3.7307 | 197 | 3.4383 | -0.29237
[15 empty] | 3.7648 | 198 | 3.4558 | -0.30902
[15 empty] | 3.7988 | 199 | 3.4732 | -0.32557
[15 empty] | 3.8327 | 200 | 3.4907 | -0.34202
[15 empty] | 3.8665 | 201 | 3.5081 | -0.35837
[15 empty] | 3.9002 | 202 | 3.5256 | -0.37461
[15 empty] | 3.9337 | 203 | 3.543 | -0.39073
[15 empty] | 3.9672 | 204 | 3.5605 | -0.40674
[15 empty] | 4.0005 | 205 | 3.5779 | -0.42262
[15 empty] | 4.0337 | 206 | 3.5954 | -0.43837
[15 empty] | 4.0668 | 207 | 3.6128 | -0.45399
[15 empty] | 4.0998 | 208 | 3.6303 | -0.46947
[15 empty] | 4.1325 | 209 | 3.6477 | -0.48481
[15 empty] | 4.1652 | 210 | 3.6652 | -0.5
[15 empty] | 4.1977 | 211 | 3.6826 | -0.51504
[15 empty] | 4.23 | 212 | 3.7001 | -0.52992
[15 empty] | 4.2622 | 213 | 3.7176 | -0.54464
[15 empty] | 4.2942 | 214 | 3.735 | -0.55919
[15 empty] | 4.326 | 215 | 3.7525 | -0.57358
[15 empty] | 4.3577 | 216 | 3.7699 | -0.58779
[15 empty] | 4.3892 | 217 | 3.7874 | -0.60182
[15 empty] | 4.4205 | 218 | 3.8048 | -0.61566
[15 empty] | 4.4516 | 219 | 3.8223 | -0.62932
[15 empty] | 4.4825 | 220 | 3.8397 | -0.64279
[15 empty] | 4.5132 | 221 | 3.8572 | -0.65606
[15 empty] | 4.5438 | 222 | 3.8746 | -0.66913
[15 empty] | 4.5741 | 223 | 3.8921 | -0.682
[15 empty] | 4.6042 | 224 | 3.9095 | -0.69466
[15 empty] | 4.6341 | 225 | 3.927 | -0.70711
[15 empty] | 4.6638 | 226 | 3.9444 | -0.71934
[15 empty] | 4.6933 | 227 | 3.9619 | -0.73135
[15 empty] | 4.7225 | 228 | 3.9794 | -0.74314
[15 empty] | 4.7515 | 229 | 3.9968 | -0.75471
[15 empty] | 4.7803 | 230 | 4.0143 | -0.76604
[15 empty] | 4.8089 | 231 | 4.0317 | -0.77715
[15 empty] | 4.8372 | 232 | 4.0492 | -0.78801
[15 empty] | 4.8653 | 233 | 4.0666 | -0.79864
[15 empty] | 4.8931 | 234 | 4.0841 | -0.80902
[15 empty] | 4.9207 | 235 | 4.1015 | -0.81915
[15 empty] | 4.948 | 236 | 4.119 | -0.82904
[15 empty] | 4.9751 | 237 | 4.1364 | -0.83867
[15 empty] | 5.0019 | 238 | 4.1539 | -0.84805
[15 empty] | 5.0285 | 239 | 4.1713 | -0.85717
[15 empty] | 5.0548 | 240 | 4.1888 | -0.86603
[15 empty] | 5.0809 | 241 | 4.2062 | -0.87462
[15 empty] | 5.1066 | 242 | 4.2237 | -0.88295
[15 empty] | 5.1322 | 243 | 4.2412 | -0.89101
[15 empty] | 5.1574 | 244 | 4.2586 | -0.89879
[15 empty] | 5.1824 | 245 | 4.2761 | -0.90631
[15 empty] | 5.2071 | 246 | 4.2935 | -0.91355
[15 empty] | 5.2315 | 247 | 4.311 | -0.9205
[15 empty] | 5.2556 | 248 | 4.3284 | -0.92718
[15 empty] | 5.2795 | 249 | 4.3459 | -0.93358
[15 empty] | 5.303 | 250 | 4.3633 | -0.93969
[15 empty] | 5.3263 | 251 | 4.3808 | -0.94552
[15 empty] | 5.3493 | 252 | 4.3982 | -0.95106
[15 empty] | 5.372 | 253 | 4.4157 | -0.9563
[15 empty] | 5.3944 | 254 | 4.4331 | -0.96126
[15 empty] | 5.4165 | 255 | 4.4506 | -0.96593
[15 empty] | 5.4383 | 256 | 4.468 | -0.9703
[15 empty] | 5.4599 | 257 | 4.4855 | -0.97437
[15 empty] | 5.4811 | 258 | 4.5029 | -0.97815
[15 empty] | 5.502 | 259 | 4.5204 | -0.98163
[15 empty] | 5.5227 | 260 | 4.5379 | -0.98481
[15 empty] | 5.543 | 261 | 4.5553 | -0.98769
[15 empty] | 5.563 | 262 | 4.5728 | -0.99027
[15 empty] | 5.5828 | 263 | 4.5902 | -0.99255
[15 empty] | 5.6022 | 264 | 4.6077 | -0.99452
[15 empty] | 5.6213 | 265 | 4.6251 | -0.99619
[15 empty] | 5.6401 | 266 | 4.6426 | -0.99756
[15 empty] | 5.6587 | 267 | 4.66 | -0.99863
[15 empty] | 5.6769 | 268 | 4.6775 | -0.99939
[15 empty] | 5.6948 | 269 | 4.6949 | -0.99985
[15 empty] | 5.7124 | 270 | 4.7124 | -1
[15 empty] | 5.7297 | 271 | 4.7298 | -0.99985
[15 empty] | 5.7467 | 272 | 4.7473 | -0.99939
[15 empty] | 5.7634 | 273 | 4.7647 | -0.99863
[15 empty] | 5.7798 | 274 | 4.7822 | -0.99756
[15 empty] | 5.7959 | 275 | 4.7997 | -0.99619
[15 empty] | 5.8116 | 276 | 4.8171 | -0.99452
[15 empty] | 5.8271 | 277 | 4.8346 | -0.99255
[15 empty] | 5.8423 | 278 | 4.852 | -0.99027
[15 empty] | 5.8572 | 279 | 4.8695 | -0.98769
[15 empty] | 5.8717 | 280 | 4.8869 | -0.98481
[15 empty] | 5.886 | 281 | 4.9044 | -0.98163
[15 empty] | 5.9 | 282 | 4.9218 | -0.97815
[15 empty] | 5.9137 | 283 | 4.9393 | -0.97437
[15 empty] | 5.927 | 284 | 4.9567 | -0.9703
[15 empty] | 5.9401 | 285 | 4.9742 | -0.96593
[15 empty] | 5.9529 | 286 | 4.9916 | -0.96126
[15 empty] | 5.9654 | 287 | 5.0091 | -0.9563
[15 empty] | 5.9776 | 288 | 5.0265 | -0.95106
[15 empty] | 5.9895 | 289 | 5.044 | -0.94552
[15 empty] | 6.0011 | 290 | 5.0615 | -0.93969
[15 empty] | 6.0125 | 291 | 5.0789 | -0.93358
[15 empty] | 6.0235 | 292 | 5.0964 | -0.92718
[15 empty] | 6.0343 | 293 | 5.1138 | -0.9205
[15 empty] | 6.0448 | 294 | 5.1313 | -0.91355
[15 empty] | 6.055 | 295 | 5.1487 | -0.90631
[15 empty] | 6.065 | 296 | 5.1662 | -0.89879
[15 empty] | 6.0746 | 297 | 5.1836 | -0.89101
[15 empty] | 6.084 | 298 | 5.2011 | -0.88295
[15 empty] | 6.0932 | 299 | 5.2185 | -0.87462
[15 empty] | 6.102 | 300 | 5.236 | -0.86603
[15 empty] | 6.1106 | 301 | 5.2534 | -0.85717
[15 empty] | 6.1189 | 302 | 5.2709 | -0.84805
[15 empty] | 6.127 | 303 | 5.2883 | -0.83867
[15 empty] | 6.1348 | 304 | 5.3058 | -0.82904
[15 empty] | 6.1424 | 305 | 5.3233 | -0.81915
[15 empty] | 6.1497 | 306 | 5.3407 | -0.80902
[15 empty] | 6.1568 | 307 | 5.3582 | -0.79864
[15 empty] | 6.1636 | 308 | 5.3756 | -0.78801
[15 empty] | 6.1702 | 309 | 5.3931 | -0.77715
[15 empty] | 6.1766 | 310 | 5.4105 | -0.76604
[15 empty] | 6.1827 | 311 | 5.428 | -0.75471
[15 empty] | 6.1886 | 312 | 5.4454 | -0.74314
[15 empty] | 6.1942 | 313 | 5.4629 | -0.73135
[15 empty] | 6.1997 | 314 | 5.4803 | -0.71934
[15 empty] | 6.2049 | 315 | 5.4978 | -0.70711
[15 empty] | 6.2099 | 316 | 5.5152 | -0.69466
[15 empty] | 6.2147 | 317 | 5.5327 | -0.682
[15 empty] | 6.2193 | 318 | 5.5501 | -0.66913
[15 empty] | 6.2237 | 319 | 5.5676 | -0.65606
[15 empty] | 6.2278 | 320 | 5.5851 | -0.64279
[15 empty] | 6.2318 | 321 | 5.6025 | -0.62932
[15 empty] | 6.2356 | 322 | 5.62 | -0.61566
[15 empty] | 6.2392 | 323 | 5.6374 | -0.60182
[15 empty] | 6.2427 | 324 | 5.6549 | -0.58779
[15 empty] | 6.2459 | 325 | 5.6723 | -0.57358
[15 empty] | 6.249 | 326 | 5.6898 | -0.55919
[15 empty] | 6.2519 | 327 | 5.7072 | -0.54464
[15 empty] | 6.2546 | 328 | 5.7247 | -0.52992
[15 empty] | 6.2572 | 329 | 5.7421 | -0.51504
[15 empty] | 6.2596 | 330 | 5.7596 | -0.5
[15 empty] | 6.2618 | 331 | 5.777 | -0.48481
[15 empty] | 6.264 | 332 | 5.7945 | -0.46947
[15 empty] | 6.2659 | 333 | 5.8119 | -0.45399
[15 empty] | 6.2678 | 334 | 5.8294 | -0.43837
[15 empty] | 6.2695 | 335 | 5.8469 | -0.42262
[15 empty] | 6.271 | 336 | 5.8643 | -0.40674
[15 empty] | 6.2725 | 337 | 5.8818 | -0.39073
[15 empty] | 6.2738 | 338 | 5.8992 | -0.37461
[15 empty] | 6.275 | 339 | 5.9167 | -0.35837
[15 empty] | 6.2761 | 340 | 5.9341 | -0.34202
[15 empty] | 6.2771 | 341 | 5.9516 | -0.32557
[15 empty] | 6.278 | 342 | 5.969 | -0.30902
[15 empty] | 6.2789 | 343 | 5.9865 | -0.29237
[15 empty] | 6.2796 | 344 | 6.0039 | -0.27564
[15 empty] | 6.2802 | 345 | 6.0214 | -0.25882
[15 empty] | 6.2808 | 346 | 6.0388 | -0.24192
[15 empty] | 6.2812 | 347 | 6.0563 | -0.22495
[15 empty] | 6.2817 | 348 | 6.0737 | -0.20791
[15 empty] | 6.282 | 349 | 6.0912 | -0.19081
[15 empty] | 6.2823 | 350 | 6.1087 | -0.17365
[15 empty] | 6.2825 | 351 | 6.1261 | -0.15643
[15 empty] | 6.2827 | 352 | 6.1436 | -0.13917
[15 empty] | 6.2829 | 353 | 6.161 | -0.12187
[15 empty] | 6.283 | 354 | 6.1785 | -0.10453
[15 empty] | 6.2831 | 355 | 6.1959 | -0.087156
[15 empty] | 6.2831 | 356 | 6.2134 | -0.069756
[15 empty] | 6.2832 | 357 | 6.2308 | -0.052336
[15 empty] | 6.2832 | 358 | 6.2483 | -0.034899
[15 empty] | 6.2832 | 359 | 6.2657 | -0.017452
[15 empty] | 6.2832 | 360 | 6.2832 | -2.4503e-16

## Box - Upper Orifice (hidden)
Diameter | D | 2 | feet
Radius | R | 1 | feet
depth of water | d | 0 | feet
Area of Channel |  | 3.1416 | ft^2
circular segment height | h | 0 | feet
central angle | a | 0 | radians
|  | 0 | degrees
circular segment area | K | 0 | ft^2
arc length | s | 0 | ft
flow area | A | 0 | ft^2
wetted perimeter | Pw | 0 | ft
hydraulic radius | Rh | 0 | ft
Isosceles Triangle
[6 empty] | A=B | 72 | inches
[6 empty] | Opening | 6 | inches
[6 empty] | vertical height | 71.9375 | inches
[6 empty] | Opening | 4.776 | degrees
Gravity | g | 32.2 | ft/sec^2
With Gate
Depth of water | 0 | ft
Flow Rate when water is above opening | 0 | Q=Cd*A*(2gH)^1/2 | 0 | This flow is pressured open tank flow | Assumed a discharge coefficient= |  | 0.7
FALSE
Flow Rate | 0 | ft^3/sec
Velocity | #DIV/0! | ft/sec
Flow Area | 0 | ft^2

## Box - Mannnings (hidden)
Diameter | D | 2 | feet
Radius | R | 1 | feet
depth of water | d (inches) | 1 | inches
depth of water | d | 0.083333 | feet
circular segment height | h | 0.083333 | feet
central angle | a | 0.82228 | radians
|  | 47.1129 | degrees
circular segment area | K | 0.04479 | ft^2
arc length | s | 0.82228 | ft
flow area | A | 0.04479 | ft^2
wetted perimeter | Pw | 0.82228 | ft
hydraulic radius | Rh | 0.05447 | ft
Slope | s | 1% | percent
|  | 0.01 | ft/ft
Mannings coefficient | n | 0.011
depth of water | d | 0.083333 | feet
Isosceles Triangle
Flow Rate | Q | 0.087179 | cfs
|  | 39.1258 | gpm | [6 empty] | A=B | 72 | inches
[10 empty] | Opening | 6 | inches
Velocity | V | 1.9464 | ft/sec | [6 empty] | vertical height | 71.9375 | inches
[10 empty] | Opening | 4.776 | degrees
Gravity | g | 32.2 | ft/sec^2
Data Table
Depth of Water (inches) | Flow (cfs) | Velocity (fps) | Depth (ft) | circular segment height | central angle | circular segment area | arc length | flow area | wetted perimeter | hydraulic radius
1 | 0.087179 | 1.9464 | 0.083333 | 0.083333 | 47.1129 | 0.04479 | 0.82228 | 0.04479 | 0.82228 | 0.05447
3 | 0.89276 | 3.9388 | 0.083333 | 0.25 | 82.8192 | 0.22666 | 1.4455 | 0.22666 | 1.4455 | 0.1568
5 | 2.5495 | 5.3769 | 0.083333 | 0.41667 | 108.6293 | 0.47417 | 1.8959 | 0.47417 | 1.8959 | 0.2501
7 | 4.9705 | 6.5209 | 0.083333 | 0.58333 | 130.7514 | 0.76225 | 2.282 | 0.76225 | 2.282 | 0.33402
9 | 8.0204 | 7.4535 | 0.083333 | 0.75 | 151.045 | 1.0761 | 2.6362 | 1.0761 | 2.6362 | 0.40818
11 | 11.5329 | 8.2125 | 0.083333 | 0.91667 | 170.4396 | 1.4043 | 2.9747 | 1.4043 | 2.9747 | 0.47208
13 | 15.3164 | 8.8163 | 0.083333 | 0.91667 | 170.4396 | 1.4043 | 2.9747 | 1.7373 | 3.3085 | 0.5251
15 | 19.1526 | 9.2725 | 0.083333 | 0.75 | 151.045 | 1.0761 | 2.6362 | 2.0655 | 3.647 | 0.56637
17 | 22.7912 | 9.5788 | 0.083333 | 0.58333 | 130.7514 | 0.76225 | 2.282 | 2.3793 | 4.0011 | 0.59467
19 | 25.931 | 9.7214 | 0.083333 | 0.41667 | 108.6293 | 0.47417 | 1.8959 | 2.6674 | 4.3872 | 0.608
21 | 28.1675 | 9.6632 | 0.083333 | 0.25 | 82.8192 | 0.22666 | 1.4455 | 2.9149 | 4.8377 | 0.60254
23 | 28.7391 | 9.2802 | 0.083333 | 0.083333 | 47.1129 | 0.04479 | 0.82228 | 3.0968 | 5.4609 | 0.56709
25 | #NUM! | #NUM! | 0.083333 | -0.083333 | #NUM! | #NUM! | #NUM! | #NUM! | #NUM! | #NUM!
27 | #NUM! | #NUM! | 0.083333 | -0.25 | #NUM! | #NUM! | #NUM! | #NUM! | #NUM! | #NUM!
29 | #NUM! | #NUM! | 0.083333 | -0.41667 | #NUM! | #NUM! | #NUM! | #NUM! | #NUM! | #NUM!
31 | #NUM! | #NUM! | 0.083333 | -0.58333 | #NUM! | #NUM! | #NUM! | #NUM! | #NUM! | #NUM!
33 | #NUM! | #NUM! | 0.083333 | -0.75 | #NUM! | #NUM! | #NUM! | #NUM! | #NUM! | #NUM!
35 | #NUM! | #NUM! | 0.083333 | -0.91667 | #NUM! | #NUM! | #NUM! | #NUM! | #NUM! | #NUM!
37 | #NUM! | #NUM! | 0.083333 | -1.0833 | #NUM! | #NUM! | #NUM! | #NUM! | #NUM! | #NUM!
39 | #NUM! | #NUM! | 0.083333 | -1.25 | #NUM! | #NUM! | #NUM! | #NUM! | #NUM! | #NUM!
41 | #NUM! | #NUM! | 0.083333 | -1.4167 | #NUM! | #NUM! | #NUM! | #NUM! | #NUM! | #NUM!
43 | #NUM! | #NUM! | 0.083333 | -1.5833 | #NUM! | #NUM! | #NUM! | #NUM! | #NUM! | #NUM!
45 | #NUM! | #NUM! | 0.083333 | -1.75 | #NUM! | #NUM! | #NUM! | #NUM! | #NUM! | #NUM!
47 | #NUM! | #NUM! | 0.083333 | -1.9167 | #NUM! | #NUM! | #NUM! | #NUM! | #NUM! | #NUM!
49 | #NUM! | #NUM! | 0.083333 | -2.0833 | #NUM! | #NUM! | #NUM! | #NUM! | #NUM! | #NUM!
51 | #NUM! | #NUM! | 0.083333 | -2.25 | #NUM! | #NUM! | #NUM! | #NUM! | #NUM! | #NUM!
53 | #NUM! | #NUM! | 0.083333 | -2.4167 | #NUM! | #NUM! | #NUM! | #NUM! | #NUM! | #NUM!
55 | #NUM! | #NUM! | 0.083333 | -2.5833 | #NUM! | #NUM! | #NUM! | #NUM! | #NUM! | #NUM!
57 | #NUM! | #NUM! | 0.083333 | -2.75 | #NUM! | #NUM! | #NUM! | #NUM! | #NUM! | #NUM!
59 | #NUM! | #NUM! | 0.083333 | -2.9167 | #NUM! | #NUM! | #NUM! | #NUM! | #NUM! | #NUM!
61 | #NUM! | #NUM! | 0.083333 | -3.0833 | #NUM! | #NUM! | #NUM! | #NUM! | #NUM! | #NUM!
63 | #NUM! | #NUM! | 0.083333 | -3.25 | #NUM! | #NUM! | #NUM! | #NUM! | #NUM! | #NUM!
65 | #NUM! | #NUM! | 0.083333 | -3.4167 | #NUM! | #NUM! | #NUM! | #NUM! | #NUM! | #NUM!
67 | #NUM! | #NUM! | 0.083333 | -3.5833 | #NUM! | #NUM! | #NUM! | #NUM! | #NUM! | #NUM!
69 | #NUM! | #NUM! | 0.083333 | -3.75 | #NUM! | #NUM! | #NUM! | #NUM! | #NUM! | #NUM!
71 | #NUM! | #NUM! | 0.083333 | -3.9167 | #NUM! | #NUM! | #NUM! | #NUM! | #NUM! | #NUM!

## Box - Static Force (hidden)
g | 32.2 | ft/sec^2
Density | 62.4 | lb/ft^3
Angle of gate | 0 | degrees
Weight of gate | 0 | lbs
Additional Weight | 0 | lbs
Height of Water | 4 | feet
Center of Pressure | 1.3333
Wetted Area | 0.049087 | ft^2
Force on gate | 131.5071 | ft-lb/sec^2
Down force | 0 | ft-lb/sec^2

## Box - Angle of Opening (hidden)
Gravity | g | 32.2 | ft/sec^2
Density | r | 62.4 | lb/ft^3
Wetted Area |  | 0.049087 | ft^2
Weight of gate |  | 0 | lbs
Diameter of Gate |  | 2 | feet
Gate Status | 131.5071 | Open
depth of water | 4 | ft
segment height | 3 | ft
Flow Velocity |  | #NUM! | ft/sec
Hydrostatic Force Moment |  | #NUM!
Weight Moment |  | 0
Sin q |  | Closed
q |  | Fully Open |  | radians
|  | Fully Open |  | degrees

## Box - Full Pipe Flow (hidden)
Gravity | g | 32.2 | ft/sec^2
Density | r | 62.4 | lb/ft^3
Wetted Area |  | 1.2272 | ft^2
Weight of gate |  | 80 | lbs
Diameter of Gate |  | 1.25 | feet
Flow Velocity |  | 6 | ft/sec |  | Flow Rate | 7.3631 | cfs
Hydrostatic Force Moment |  | 1148.6448 |  |  |  | 3304.5628 | gpm
Weight Moment |  | 1610
Sin q |  | 0.71344
q |  | 0.7944 |  | radians
|  | 45.5158 |  | degrees
Cd |  | 0.6
A |  | 1.2272 | ft^2
Height |  | 6 | ft
Height |  | 5.375
Volume |  | 297 | cfs | V=Cd*A*(2gH)^1/2
|  | 133293.6 | gpm
velocity |  | 242.0174 | ft/sec | 165.0118 | mph

## Box - Angle to Area (hidden)
Given center angle |  |  | Given Height of water
n | 67 | degrees | height of water | 3 | inches
| 1.1694 | radian | Central angle | 1.4455 | radians
|  |  |  | 82.8192 | degrees
D | 24 | inches | D | 24 | inches
r | 12 | inches | r | 12 | inches
A | 17.9183 | in 2 | Area | 32.6384
| 0.12443 | ft^2 |  | 0.22666 | ft^2
height of water | 1.9934 | inches
| 4000 | lbs
Weight | 3682.0194 | lbs
| 93.4041 | inches
| 7.7837 | feet

## Data Tab Box - Input and Output (hidden)
Input
Pipe Parameters (for the pipe immediately upstream of the flap gate retrofit) | [7 empty] | Conversions |  |  |  | Constants
Shape | This program is currently only valid for low flow orifice pipes. | Circular | Circular |  |  |  |  | 1 | feet | 12 | inches | Density of Water | 8.34 | lb/gal
Pipe Diameter | Enter the pipe diameter | D | 24 | inches | 2 | feet |  | 6 | inches | 0.5 | feet |  | 62.4 | lb/ft^3
Radius | The radius is automatically calculated | R | 12 | inches | 1 | feet | [5 empty] | g | 32.2 | ft/sec^2
Total Height of water | Enter the height of water from the bottom of the channel. | H | 1 | inches | 0.083333 | feet
Pipe Slope | Enter the slope of the pipe | s | 1% | percent | <5%
|  |  | 0.01 | ft/ft
Manning's Coefficient | Enter the Manning's Roughness Coefficient | n | 0.011
Low Flow Orifice Parameters
Low flow Orifice Diameter | Enter the diameter of the low-flow orifice | d | 3 | inches | 0.25 | feet | d<D
Enter the weight of the flap gate | Weight of Gate (w) | w | 0 | lbs
Enter any additional weight placed on the gate | Additional Weight (W) | W | 0 | lbs
Enter the initial angle of the gate | Initial Angle of gate (q) | q | 0 | degrees
*Future* Enter the location of the weight from the hinge | Location of Weight (L) | L | Not used | feet from hinge
Overflow Orifice Diameter | Enter the diameter of the over-flow orifice | do | 24 | inches | 2 | feet
Height of Overflow Orifice | Enter the height of the overflow orifice above the invert of the pipe | h | 48 | inches | 4 | feet
Bottom Opening Discharge Coeff | 0.7
Output (specific to input height of water) |  |  | 1 | inches
Flow Rate from Lower Orifice | Flow Rate from Lower Orifice | Q | 0.025104 | cfs
|  |  | 11.2666 | gpm
Velocity of Water from the Lower Orifice | Velocity from Lower Orifice | V | 1.7527 | ft/sec
Flow Rate from Overflow Orifice | Flow Rate from Overflow Orifice | Q | 0 | cfs
|  |  | 0 | gpm
| Equivalent Diameter as Circular Opening |  | 0 | inches
Total Equivalent Flow Area | Flow Area | A | 0.014323 | ft^2
Equivalent height of "Sluice Gate" |  |  | 0.99929 | inches
Equivalent Open pipe of "Sluice Gate"* |  | h | 0.35206 | ft
|  |  | 4.2247 | inches
|  |  | 0 | gpm
Force Required to Keep Gate Shut
This is the force of water on the gate | Water Force on gate |  | 0 | ft-lb/sec^2
This is the gravitational force of the gate to keep it closed. | Down force |  | 0 | ft-lb/sec^2
Status of gate opening | Gate is |  | Closed
This force represents the additional force to keep the gate closed | Additional Pull Force Required |  | 0 | ft-lb/sec^2
This is the angle of the gate opening | Angle of Opening |  | 0 | degrees
Total Flow Rate | Sum of Flow Rates from the Lower Orifice and the Overflow Orifice | Q | 0.025104 | cfs
|  |  | 11.2666 | gpm
Output (data series table for full range of potential water heights)
The output below shows the flow rate from the Lower and Overflow orifice, velocity from the Lower Orifice and Total Flow Rate for all values of "height of water" (in one-inch increments) upto the maximum height of 144 inches (assumed to be two 6-foot culverts stacked).
Height of water (inches) | Flow Rate from Lower Orifice (cfs) | Velocity of Water from the Lower Orifice (fps) | Flow Rate from Overflow Orifice (cfs) | Total Flow Rate (cfs)
1 | 0.025104 | 1.7527 | 0 | 0.025104
2 | 0.082086 | 2.3612 | 0 | 0.082086
3 | 0.10472 | 2.8087 | 0 | 0.10472
4 | 0.1592 | 3.2432 | 0 | 0.1592
5 | 0.17799 | 3.6261 | 0 | 0.17799
6 | 0.19498 | 3.9722 | 0 | 0.19498
7 | 0.21061 | 4.2904 | 0 | 0.21061
8 | 0.22515 | 4.5866 | 0 | 0.22515
9 | 0.2388 | 4.8649 | 0 | 0.2388
10 | 0.25172 | 5.128 | 0 | 0.25172
11 | 0.26401 | 5.3783 | 0 | 0.26401
12 | 0.27575 | 5.6175 | 0 | 0.27575
13 | 0.28701 | 5.8469 | 0 | 0.28701
14 | 0.29784 | 6.0676 | 0 | 0.29784
15 | 0.30829 | 6.2805 | 0 | 0.30829
16 | 0.31841 | 6.4865 | 0 | 0.31841
17 | 0.3282 | 6.6861 | 0 | 0.3282
18 | 0.33772 | 6.88 | 0 | 0.33772
19 | 0.34697 | 7.0685 | 0 | 0.34697
20 | 0.35599 | 7.2521 | 0 | 0.35599
21 | 0.36478 | 7.4312 | 0 | 0.36478
22 | 0.37336 | 7.6061 | 0 | 0.37336
23 | 0.38175 | 7.777 | 0 | 0.38175
24 | 0.38997 | 7.9443 | 0 | 0.38997
25 | 0.39801 | 8.1081 | 0 | 0.39801
26 | 0.40589 | 8.2687 | 0 | 0.40589
27 | 0.41362 | 8.4262 | 0 | 0.41362
28 | 0.42121 | 8.5808 | 0 | 0.42121
29 | 0.42867 | 8.7327 | 0 | 0.42867
30 | 0.43599 | 8.882 | 0 | 0.43599
31 | 0.4432 | 9.0288 | 0 | 0.4432
32 | 0.45029 | 9.1733 | 0 | 0.45029
33 | 0.45727 | 9.3155 | 0 | 0.45727
34 | 0.46415 | 9.4556 | 0 | 0.46415
35 | 0.47093 | 9.5937 | 0 | 0.47093
36 | 0.47761 | 9.7297 | 0 | 0.47761
37 | 0.4842 | 9.864 | 0 | 0.4842
38 | 0.4907 | 9.9964 | 0 | 0.4907
39 | 0.49711 | 10.127 | 0 | 0.49711
40 | 0.50344 | 10.2561 | 0 | 0.50344
41 | 0.5097 | 10.3835 | 0 | 0.5097
42 | 0.51588 | 10.5093 | 0 | 0.51588
43 | 0.52198 | 10.6337 | 0 | 0.52198
44 | 0.52802 | 10.7566 | 0 | 0.52802
45 | 0.53398 | 10.8782 | 0 | 0.53398
46 | 0.53988 | 10.9984 | 0 | 0.53988
47 | 0.54572 | 11.1173 | 0 | 0.54572
48 | 0.55149 | 11.2349 | 0 | 0.55149
49 | 0.55721 | 11.3514 | 0.072632 | 0.62984
50 | 0.56287 | 11.4666 | 0.28676 | 0.84963
51 | 0.56847 | 11.5807 | 0.63662 | 1.2051
52 | 0.57401 | 11.6937 | 1.1162 | 1.6902
53 | 0.57951 | 11.8056 | 1.7194 | 2.2989
54 | 0.58495 | 11.9165 | 2.4396 | 3.0246
55 | 0.59034 | 12.0263 | 3.2704 | 3.8607
56 | 0.59568 | 12.1351 | 4.2045 | 4.8002
57 | 0.60098 | 12.243 | 5.2349 | 5.8358
58 | 0.60623 | 12.3499 | 6.3537 | 6.9599
59 | 0.61143 | 12.4559 | 7.5529 | 8.1643
60 | 0.61659 | 12.5611 | 8.8239 | 9.4405
61 | 0.62171 | 12.6653 | 10.1576 | 10.7793
62 | 0.62678 | 12.7687 | 11.544 | 12.1708
63 | 0.63182 | 12.8712 | 12.9727 | 13.6045
64 | 0.63681 | 12.973 | 14.4318 | 15.0686
65 | 0.64177 | 13.074 | 15.9086 | 16.5504
66 | 0.64668 | 13.1741 | 17.3885 | 18.0352
67 | 0.65156 | 13.2736 | 18.8547 | 19.5063
68 | 0.65641 | 13.3723 | 20.2873 | 20.9437
69 | 0.66122 | 13.4702 | 21.6615 | 22.3227
70 | 0.66599 | 13.5675 | 22.9442 | 23.6102
71 | 0.67073 | 13.6641 | 24.084 | 24.7547
72 | 0.67544 | 13.7599 | 24.9578 | 25.6332
73 | 0.68011 | 13.8552 | 25.4724 | 26.1525
74 | 0.68476 | 13.9497 | 25.9769 | 26.6616
75 | 0.68937 | 14.0437 | 26.4717 | 27.1611
76 | 0.69395 | 14.137 | 26.9575 | 27.6514
77 | 0.6985 | 14.2297 | 27.4346 | 28.1331
78 | 0.70302 | 14.3218 | 27.9036 | 28.6067
79 | 0.70751 | 14.4133 | 28.3649 | 29.0724
80 | 0.71198 | 14.5043 | 28.8188 | 29.5307
81 | 0.71641 | 14.5946 | 29.2656 | 29.982
82 | 0.72082 | 14.6844 | 29.7057 | 30.4265
83 | 0.7252 | 14.7737 | 30.1394 | 30.8646
84 | 0.72956 | 14.8624 | 30.5669 | 31.2965
85 | 0.73389 | 14.9506 | 30.9885 | 31.7224
86 | 0.73819 | 15.0383 | 31.4045 | 32.1427
87 | 0.74247 | 15.1255 | 31.815 | 32.5575
88 | 0.74673 | 15.2122 | 32.2203 | 32.9671
89 | 0.75096 | 15.2984 | 32.6206 | 33.3716
90 | 0.75516 | 15.3841 | 33.016 | 33.7712
91 | 0.75935 | 15.4693 | 33.4068 | 34.1661
92 | 0.76351 | 15.5541 | 33.793 | 34.5565
93 | 0.76765 | 15.6384 | 34.1748 | 34.9425
94 | 0.77176 | 15.7222 | 34.5525 | 35.3242
95 | 0.77586 | 15.8056 | 34.926 | 35.7019
96 | 0.77993 | 15.8886 | 35.2956 | 36.0756
97 | 0.78398 | 15.9712 | 35.6614 | 36.4454
98 | 0.78801 | 16.0533 | 36.0234 | 36.8115
99 | 0.79202 | 16.135 | 36.3819 | 37.1739
100 | 0.79601 | 16.2162 | 36.7368 | 37.5329
101 | 0.79998 | 16.2971 | 37.0884 | 37.8884
102 | 0.80393 | 16.3776 | 37.4367 | 38.2406
103 | 0.80787 | 16.4577 | 37.7817 | 38.5896
104 | 0.81178 | 16.5374 | 38.1236 | 38.9354
105 | 0.81567 | 16.6167 | 38.4625 | 39.2782
106 | 0.81955 | 16.6956 | 38.7984 | 39.618
107 | 0.8234 | 16.7742 | 39.1315 | 39.9549
108 | 0.82724 | 16.8524 | 39.4617 | 40.2889
109 | 0.83106 | 16.9303 | 39.7892 | 40.6203
110 | 0.83487 | 17.0077 | 40.114 | 40.9489
111 | 0.83865 | 17.0849 | 40.4362 | 41.2749
112 | 0.84242 | 17.1617 | 40.7559 | 41.5983
113 | 0.84617 | 17.2381 | 41.073 | 41.9192
114 | 0.84991 | 17.3142 | 41.3878 | 42.2377
115 | 0.85363 | 17.39 | 41.7002 | 42.5538
116 | 0.85733 | 17.4654 | 42.0102 | 42.8675
117 | 0.86102 | 17.5406 | 42.318 | 43.179
118 | 0.86469 | 17.6154 | 42.6235 | 43.4882
119 | 0.86835 | 17.6898 | 42.9269 | 43.7952
120 | 0.87199 | 17.764 | 43.2281 | 44.1001
121 | 0.87561 | 17.8379 | 43.5273 | 44.4029
122 | 0.87923 | 17.9114 | 43.8244 | 44.7036
123 | 0.88282 | 17.9847 | 44.1195 | 45.0023
124 | 0.8864 | 18.0576 | 44.4127 | 45.2991
125 | 0.88997 | 18.1303 | 44.7039 | 45.5939
126 | 0.89352 | 18.2027 | 44.9933 | 45.8868
127 | 0.89706 | 18.2748 | 45.2808 | 46.1778
128 | 0.90059 | 18.3466 | 45.5665 | 46.467
129 | 0.9041 | 18.4181 | 45.8504 | 46.7545
130 | 0.90759 | 18.4894 | 46.1325 | 47.0401
131 | 0.91108 | 18.5603 | 46.413 | 47.324
132 | 0.91455 | 18.631 | 46.6917 | 47.6063
133 | 0.91801 | 18.7015 | 46.9688 | 47.8868
134 | 0.92145 | 18.7717 | 47.2443 | 48.1658
135 | 0.92488 | 18.8416 | 47.5182 | 48.4431
136 | 0.9283 | 18.9112 | 47.7905 | 48.7188
137 | 0.93171 | 18.9806 | 48.0613 | 48.993
138 | 0.9351 | 19.0498 | 48.3305 | 49.2656
139 | 0.93849 | 19.1187 | 48.5983 | 49.5368
140 | 0.94186 | 19.1873 | 48.8646 | 49.8064
141 | 0.94521 | 19.2557 | 49.1294 | 50.0746
142 | 0.94856 | 19.3239 | 49.3929 | 50.3414
143 | 0.95189 | 19.3918 | 49.6549 | 50.6068
144 | 0.95522 | 19.4595 | 49.9155 | 50.8708
Note on B4: Rajib Sinha: Enter the sewer diameter for reference. This value is not used in the calculations in this spreadsheet.
Note on B7: Rajib Sinha: The height of the water can be greater than the channel diameter up to 20 feet total.
Note on B8: Rajib Sinha: Ideally, the slope should be constant for about 10 pipe diameters upstream. The program only accepts slopes up to 5% (since Manning's equation does not produce good results above that slope).
Note on B10: Rajib Sinha: Usually between 0.0009 to 0.05. Should be adjusted for the condition of the pipe. For concrete pipe, use 0.011 as the initial parameter but this parameter is a function of the flow height so increase the number for pipes flowing more than a quarter full. The roughness factor is not used in this spreadsheet.
Note on A14: Rajib Sinha: This is the diameter of the bottom low-flow channel.
Note on A17: Rajib Sinha: The flap gate should be mounted on a flat-black seat with a seating face machined at an angle of 5 degrees or more from the vertical. This allows the gate to have a horizontal face component to completely seat the gate by gravity. If the gate is not mounted at an angle, enter "0" in this cell.
Note on A18: Rajib Sinha: This parameter is the location of the weight from the hinge. The current model does not include this parameter and the weight has been assumed to be located at the center of moment for the gate.
Note on A19: Rajib Sinha: This is the diameter of the upper overflow channel.
Note on A20: Rajib Sinha: This is the height of the overflow orifice from above the bottom of the channel.
Note on A21: Rajib Sinha: The discharge coefficient is a dimensionless number used to characterize the flow and pressure loss behavior of nozzles and orifices in fluid systems. Use 0.7 as the initial parameter.
Note on A42: Rajib Sinha: If the gate is closed, this is the static head on the gate. Otherwise, it's the equivalent force on the center of moment of the gate.
Note on A45: Rajib Sinha: This is the force that a spring or a magnet would have to exert on the gate to keep it closed.
Note on A47: Rajib Sinha: "Fully Open" represents a 90 degree opening from the vertical.

## Data TabBox - Lower Orifice (hidden)
D
Diameter | D | 0.25 | feet | [5 empty] | Sluice Gate Opening
Radius | R | 0.125 | feet
depth of water | d | 0.083333 | feet | [5 empty] | Water Flow | Q | 0.025104 | ft^3/sec
Area of Channel |  | 0.049087 | ft^2 | [5 empty] | Flow Area | A | 0.014323 | ft
circular segment height | h | 0.083333 | feet | [5 empty] | Cd |  | 0.7
central angle | a | 2.4619 | radians | [5 empty] | Equivalent height |  | 0.097346 | ft
|  | 141.0576 | degrees | [5 empty] | Equivalent height |  | 0.35206 | ft
circular segment area | K | 0.014323 | ft^2
arc length | s | 0.30774 | ft | [11 empty] | theta-sin(theta) | Degrees | Radian | sin theta
flow area | A | 0.014323 | ft^2 | [5 empty] | From Segment Area | [5 empty] | 0 | 0 | 0 | 0
wetted perimeter | Pw | 0.30774 | ft | [5 empty] | Pipe Diameter | D | 0.25 | ft |  |  | 8.8608e-07 | 1 | 0.017453 | 0.017452
hydraulic radius | Rh | 0.046543 | ft | [5 empty] | Pipe Radius | R | 0.125 | ft |  |  | 7.0883e-06 | 2 | 0.034907 | 0.034899
[9 empty] | Flow Area | A | 0.014323 | ft^2 |  |  | 2.3921e-05 | 3 | 0.05236 | 0.052336
Segment Area Open at Bottom | [14 empty] | 5.6696e-05 | 4 | 0.069813 | 0.069756
Segment Height | G | 0.25 | feet | Bottom opening |  |  |  |  | Fully Open Pipe Area |  | 0.049087 | ft^2 | TRUE | cross-check | 0.00011072 | 5 | 0.087266 | 0.087156
Central angle |  | 6.2832 | radians | [5 empty] | Half Pipe |  | 0.024544 | ft^2 |  |  | 0.00019129 | 6 | 0.10472 | 0.10453
|  | 360 | degrees | [11 empty] | 0.0003037 | 7 | 0.12217 | 0.12187
Circular segment area |  | 0.049087 | ft^2 | [11 empty] | 0.00045324 | 8 | 0.13963 | 0.13917
Wetted Area with Opening |  | -0.034764 | ft^2 | [5 empty] | circular segment area | K=A | 0.014323 | ft^2 |  |  | 0.00064517 | 9 | 0.15708 | 0.15643
[15 empty] | 0.00088475 | 10 | 0.17453 | 0.17365
Slope | s | 1% | percent | [5 empty] | theta - sin(theta) |  | 1.8334 | rad |  |  | 0.0011772 | 11 | 0.19199 | 0.19081
|  | 0.01 | ft/ft | [5 empty] | theta |  | 2.4609 | rad |  |  | 0.0015278 | 12 | 0.20944 | 0.20791
Mannings coefficient | n | 0.011 | [8 empty] | 141 | deg |  |  | 0.0019417 | 13 | 0.22689 | 0.22495
[15 empty] | 0.0024242 | 14 | 0.24435 | 0.24192
depth of water | d | 0.083333 | feet | [5 empty] | h |  | 0.083274 | ft |  |  | 0.0029803 | 15 | 0.2618 | 0.25882
[11 empty] | 0.99929 | inches |  |  | 0.0036153 | 16 | 0.27925 | 0.27564
Flow Rate | Q | 0.025104 | cfs |  |  | Isosceles Triangle | [8 empty] | 0.0043343 | 17 | 0.29671 | 0.29237
|  | 11.2666 | gpm | [11 empty] | 0.0051423 | 18 | 0.31416 | 0.30902
[6 empty] | A=B | 72 | inches | [6 empty] | 0.0060444 | 19 | 0.33161 | 0.32557
Velocity | V | 1.7527 | ft/sec |  |  | Opening | 6 | inches | [6 empty] | 0.0070457 | 20 | 0.34907 | 0.34202
[6 empty] | vertical height | 71.9375 | inches | [6 empty] | 0.0081512 | 21 | 0.36652 | 0.35837
[6 empty] | Opening | 4.776 | degrees | [6 empty] | 0.0093658 | 22 | 0.38397 | 0.37461
[15 empty] | 0.010695 | 23 | 0.40143 | 0.39073
Gravity | g | 32.2 | ft/sec^2 | [11 empty] | 0.012142 | 24 | 0.41888 | 0.40674
[15 empty] | 0.013714 | 25 | 0.43633 | 0.42262
[15 empty] | 0.015414 | 26 | 0.45379 | 0.43837
[15 empty] | 0.017248 | 27 | 0.47124 | 0.45399
Gate Status | 0 | Closed | [12 empty] | 0.019221 | 28 | 0.48869 | 0.46947
Depth of water | 0.083333 | ft | [12 empty] | 0.021336 | 29 | 0.50615 | 0.48481
Segment Height | 0.25 | ft | [12 empty] | 0.023599 | 30 | 0.5236 | 0.5
Flow Rate when water is below opening | 0.025104 | ft^3/sec | 0.025104 | This flow is open channel, Manning | [10 empty] | 0.026014 | 31 | 0.54105 | 0.51504
Flow Rate when water is above opening | Below Opening | Q=Cd*A*(2gH)^1/2 | 0.079601 | This flow is pressured open tank flow | Assumed a discharge coefficient= |  | 0.7 | [7 empty] | 0.028586 | 32 | 0.55851 | 0.52992
[15 empty] | 0.03132 | 33 | 0.57596 | 0.54464
Flow Rate | 0.025104 | ft^3/sec | [12 empty] | 0.034219 | 34 | 0.59341 | 0.55919
Velocity | 1.7527 | ft/sec | [12 empty] | 0.037289 | 35 | 0.61087 | 0.57358
[15 empty] | 0.040533 | 36 | 0.62832 | 0.58779
Flow Area | 0.014323 | [13 empty] | 0.043957 | 37 | 0.64577 | 0.60182
[15 empty] | 0.047564 | 38 | 0.66323 | 0.61566
[15 empty] | 0.051358 | 39 | 0.68068 | 0.62932
[15 empty] | 0.055344 | 40 | 0.69813 | 0.64279
When Water is over the channel diameter | [14 empty] | 0.059526 | 41 | 0.71558 | 0.65606
H | 1 | inches | [12 empty] | 0.063908 | 42 | 0.73304 | 0.66913
| 0.083333 | feet | [12 empty] | 0.068493 | 43 | 0.75049 | 0.682
Check if over channel | 0 | inches | [12 empty] | 0.073287 | 44 | 0.76794 | 0.69466
Channel Area | 0.049087 | ft^2 | [12 empty] | 0.078291 | 45 | 0.7854 | 0.70711
[15 empty] | 0.083512 | 46 | 0.80285 | 0.71934
Flow Rate when water is above opening | 0 | Q=Cd*A*(2gH)^1/2 | 0.079601 | This flow is pressured open tank flow | Assumed a discharge coefficient= |  | 0.7 | [7 empty] | 0.088951 | 47 | 0.8203 | 0.73135
[15 empty] | 0.094613 | 48 | 0.83776 | 0.74314
[15 empty] | 0.1005 | 49 | 0.85521 | 0.75471
[15 empty] | 0.10662 | 50 | 0.87266 | 0.76604
[15 empty] | 0.11297 | 51 | 0.89012 | 0.77715
[15 empty] | 0.11956 | 52 | 0.90757 | 0.78801
[15 empty] | 0.12639 | 53 | 0.92502 | 0.79864
Segment Area Open upper orifice | [14 empty] | 0.13346 | 54 | 0.94248 | 0.80902
Segment Height | G | 24 | feet | Bottom opening | [10 empty] | 0.14078 | 55 | 0.95993 | 0.81915
Central angle |  | #VALUE! | radians | [11 empty] | 0.14835 | 56 | 0.97738 | 0.82904
|  | #VALUE! | degrees | [11 empty] | 0.15617 | 57 | 0.99484 | 0.83867
Circular segment area |  | #VALUE! | ft^2 | [11 empty] | 0.16424 | 58 | 1.0123 | 0.84805
Wetted Area with Opening |  | inches | ft^2 | [11 empty] | 0.17258 | 59 | 1.0297 | 0.85717
[15 empty] | 0.18117 | 60 | 1.0472 | 0.86603
[15 empty] | 0.19003 | 61 | 1.0647 | 0.87462
[15 empty] | 0.19916 | 62 | 1.0821 | 0.88295
[15 empty] | 0.20855 | 63 | 1.0996 | 0.89101
[15 empty] | 0.21822 | 64 | 1.117 | 0.89879
[15 empty] | 0.22816 | 65 | 1.1345 | 0.90631
[15 empty] | 0.23837 | 66 | 1.1519 | 0.91355
[15 empty] | 0.24887 | 67 | 1.1694 | 0.9205
[15 empty] | 0.25964 | 68 | 1.1868 | 0.92718
[15 empty] | 0.2707 | 69 | 1.2043 | 0.93358
[15 empty] | 0.28204 | 70 | 1.2217 | 0.93969
[15 empty] | 0.29367 | 71 | 1.2392 | 0.94552
[15 empty] | 0.30558 | 72 | 1.2566 | 0.95106
[15 empty] | 0.31779 | 73 | 1.2741 | 0.9563
[15 empty] | 0.33028 | 74 | 1.2915 | 0.96126
[15 empty] | 0.34307 | 75 | 1.309 | 0.96593
[15 empty] | 0.35615 | 76 | 1.3265 | 0.9703
[15 empty] | 0.36953 | 77 | 1.3439 | 0.97437
[15 empty] | 0.38321 | 78 | 1.3614 | 0.97815
[15 empty] | 0.39718 | 79 | 1.3788 | 0.98163
[15 empty] | 0.41146 | 80 | 1.3963 | 0.98481
[15 empty] | 0.42603 | 81 | 1.4137 | 0.98769
[15 empty] | 0.4409 | 82 | 1.4312 | 0.99027
[15 empty] | 0.45608 | 83 | 1.4486 | 0.99255
[15 empty] | 0.47155 | 84 | 1.4661 | 0.99452
[15 empty] | 0.48734 | 85 | 1.4835 | 0.99619
[15 empty] | 0.50342 | 86 | 1.501 | 0.99756
[15 empty] | 0.51981 | 87 | 1.5184 | 0.99863
[15 empty] | 0.5365 | 88 | 1.5359 | 0.99939
[15 empty] | 0.5535 | 89 | 1.5533 | 0.99985
[15 empty] | 0.5708 | 90 | 1.5708 | 1
[15 empty] | 0.5884 | 91 | 1.5882 | 0.99985
[15 empty] | 0.60631 | 92 | 1.6057 | 0.99939
[15 empty] | 0.62453 | 93 | 1.6232 | 0.99863
[15 empty] | 0.64305 | 94 | 1.6406 | 0.99756
[15 empty] | 0.66187 | 95 | 1.6581 | 0.99619
[15 empty] | 0.68099 | 96 | 1.6755 | 0.99452
[15 empty] | 0.70042 | 97 | 1.693 | 0.99255
[15 empty] | 0.72015 | 98 | 1.7104 | 0.99027
[15 empty] | 0.74019 | 99 | 1.7279 | 0.98769
[15 empty] | 0.76052 | 100 | 1.7453 | 0.98481
[15 empty] | 0.78116 | 101 | 1.7628 | 0.98163
[15 empty] | 0.80209 | 102 | 1.7802 | 0.97815
[15 empty] | 0.82332 | 103 | 1.7977 | 0.97437
[15 empty] | 0.84485 | 104 | 1.8151 | 0.9703
[15 empty] | 0.86667 | 105 | 1.8326 | 0.96593
[15 empty] | 0.88879 | 106 | 1.85 | 0.96126
[15 empty] | 0.9112 | 107 | 1.8675 | 0.9563
[15 empty] | 0.9339 | 108 | 1.885 | 0.95106
[15 empty] | 0.95689 | 109 | 1.9024 | 0.94552
[15 empty] | 0.98017 | 110 | 1.9199 | 0.93969
[15 empty] | 1.0037 | 111 | 1.9373 | 0.93358
[15 empty] | 1.0276 | 112 | 1.9548 | 0.92718
[15 empty] | 1.0517 | 113 | 1.9722 | 0.9205
[15 empty] | 1.0761 | 114 | 1.9897 | 0.91355
[15 empty] | 1.1008 | 115 | 2.0071 | 0.90631
[15 empty] | 1.1258 | 116 | 2.0246 | 0.89879
[15 empty] | 1.151 | 117 | 2.042 | 0.89101
[15 empty] | 1.1765 | 118 | 2.0595 | 0.88295
[15 empty] | 1.2023 | 119 | 2.0769 | 0.87462
[15 empty] | 1.2284 | 120 | 2.0944 | 0.86603
[15 empty] | 1.2547 | 121 | 2.1118 | 0.85717
[15 empty] | 1.2813 | 122 | 2.1293 | 0.84805
[15 empty] | 1.3081 | 123 | 2.1468 | 0.83867
[15 empty] | 1.3352 | 124 | 2.1642 | 0.82904
[15 empty] | 1.3625 | 125 | 2.1817 | 0.81915
[15 empty] | 1.3901 | 126 | 2.1991 | 0.80902
[15 empty] | 1.4179 | 127 | 2.2166 | 0.79864
[15 empty] | 1.446 | 128 | 2.234 | 0.78801
[15 empty] | 1.4743 | 129 | 2.2515 | 0.77715
[15 empty] | 1.5029 | 130 | 2.2689 | 0.76604
[15 empty] | 1.5317 | 131 | 2.2864 | 0.75471
[15 empty] | 1.5607 | 132 | 2.3038 | 0.74314
[15 empty] | 1.5899 | 133 | 2.3213 | 0.73135
[15 empty] | 1.6194 | 134 | 2.3387 | 0.71934
[15 empty] | 1.6491 | 135 | 2.3562 | 0.70711
[15 empty] | 1.679 | 136 | 2.3736 | 0.69466
[15 empty] | 1.7091 | 137 | 2.3911 | 0.682
[15 empty] | 1.7394 | 138 | 2.4086 | 0.66913
[15 empty] | 1.7699 | 139 | 2.426 | 0.65606
[15 empty] | 1.8007 | 140 | 2.4435 | 0.64279
[15 empty] | 1.8316 | 141 | 2.4609 | 0.62932
[15 empty] | 1.8627 | 142 | 2.4784 | 0.61566
[15 empty] | 1.894 | 143 | 2.4958 | 0.60182
[15 empty] | 1.9255 | 144 | 2.5133 | 0.58779
[15 empty] | 1.9572 | 145 | 2.5307 | 0.57358
[15 empty] | 1.989 | 146 | 2.5482 | 0.55919
[15 empty] | 2.021 | 147 | 2.5656 | 0.54464
[15 empty] | 2.0532 | 148 | 2.5831 | 0.52992
[15 empty] | 2.0855 | 149 | 2.6005 | 0.51504
[15 empty] | 2.118 | 150 | 2.618 | 0.5
[15 empty] | 2.1506 | 151 | 2.6354 | 0.48481
[15 empty] | 2.1834 | 152 | 2.6529 | 0.46947
[15 empty] | 2.2164 | 153 | 2.6704 | 0.45399
[15 empty] | 2.2494 | 154 | 2.6878 | 0.43837
[15 empty] | 2.2826 | 155 | 2.7053 | 0.42262
[15 empty] | 2.316 | 156 | 2.7227 | 0.40674
[15 empty] | 2.3494 | 157 | 2.7402 | 0.39073
[15 empty] | 2.383 | 158 | 2.7576 | 0.37461
[15 empty] | 2.4167 | 159 | 2.7751 | 0.35837
[15 empty] | 2.4505 | 160 | 2.7925 | 0.34202
[15 empty] | 2.4844 | 161 | 2.81 | 0.32557
[15 empty] | 2.5184 | 162 | 2.8274 | 0.30902
[15 empty] | 2.5525 | 163 | 2.8449 | 0.29237
[15 empty] | 2.5867 | 164 | 2.8623 | 0.27564
[15 empty] | 2.621 | 165 | 2.8798 | 0.25882
[15 empty] | 2.6553 | 166 | 2.8972 | 0.24192
[15 empty] | 2.6897 | 167 | 2.9147 | 0.22495
[15 empty] | 2.7242 | 168 | 2.9322 | 0.20791
[15 empty] | 2.7588 | 169 | 2.9496 | 0.19081
[15 empty] | 2.7934 | 170 | 2.9671 | 0.17365
[15 empty] | 2.8281 | 171 | 2.9845 | 0.15643
[15 empty] | 2.8628 | 172 | 3.002 | 0.13917
[15 empty] | 2.8976 | 173 | 3.0194 | 0.12187
[15 empty] | 2.9323 | 174 | 3.0369 | 0.10453
[15 empty] | 2.9672 | 175 | 3.0543 | 0.087156
[15 empty] | 3.002 | 176 | 3.0718 | 0.069756
[15 empty] | 3.0369 | 177 | 3.0892 | 0.052336
[15 empty] | 3.0718 | 178 | 3.1067 | 0.034899
[15 empty] | 3.1067 | 179 | 3.1241 | 0.017452
[15 empty] | 3.1416 | 180 | 3.1416 | 1.2251e-16
[15 empty] | 3.1765 | 181 | 3.159 | -0.017452
[15 empty] | 3.2114 | 182 | 3.1765 | -0.034899
[15 empty] | 3.2463 | 183 | 3.194 | -0.052336
[15 empty] | 3.2812 | 184 | 3.2114 | -0.069756
[15 empty] | 3.316 | 185 | 3.2289 | -0.087156
[15 empty] | 3.3508 | 186 | 3.2463 | -0.10453
[15 empty] | 3.3856 | 187 | 3.2638 | -0.12187
[15 empty] | 3.4204 | 188 | 3.2812 | -0.13917
[15 empty] | 3.4551 | 189 | 3.2987 | -0.15643
[15 empty] | 3.4898 | 190 | 3.3161 | -0.17365
[15 empty] | 3.5244 | 191 | 3.3336 | -0.19081
[15 empty] | 3.5589 | 192 | 3.351 | -0.20791
[15 empty] | 3.5934 | 193 | 3.3685 | -0.22495
[15 empty] | 3.6279 | 194 | 3.3859 | -0.24192
[15 empty] | 3.6622 | 195 | 3.4034 | -0.25882
[15 empty] | 3.6965 | 196 | 3.4208 | -0.27564
[15 empty] | 3.7307 | 197 | 3.4383 | -0.29237
[15 empty] | 3.7648 | 198 | 3.4558 | -0.30902
[15 empty] | 3.7988 | 199 | 3.4732 | -0.32557
[15 empty] | 3.8327 | 200 | 3.4907 | -0.34202
[15 empty] | 3.8665 | 201 | 3.5081 | -0.35837
[15 empty] | 3.9002 | 202 | 3.5256 | -0.37461
[15 empty] | 3.9337 | 203 | 3.543 | -0.39073
[15 empty] | 3.9672 | 204 | 3.5605 | -0.40674
[15 empty] | 4.0005 | 205 | 3.5779 | -0.42262
[15 empty] | 4.0337 | 206 | 3.5954 | -0.43837
[15 empty] | 4.0668 | 207 | 3.6128 | -0.45399
[15 empty] | 4.0998 | 208 | 3.6303 | -0.46947
[15 empty] | 4.1325 | 209 | 3.6477 | -0.48481
[15 empty] | 4.1652 | 210 | 3.6652 | -0.5
[15 empty] | 4.1977 | 211 | 3.6826 | -0.51504
[15 empty] | 4.23 | 212 | 3.7001 | -0.52992
[15 empty] | 4.2622 | 213 | 3.7176 | -0.54464
[15 empty] | 4.2942 | 214 | 3.735 | -0.55919
[15 empty] | 4.326 | 215 | 3.7525 | -0.57358
[15 empty] | 4.3577 | 216 | 3.7699 | -0.58779
[15 empty] | 4.3892 | 217 | 3.7874 | -0.60182
[15 empty] | 4.4205 | 218 | 3.8048 | -0.61566
[15 empty] | 4.4516 | 219 | 3.8223 | -0.62932
[15 empty] | 4.4825 | 220 | 3.8397 | -0.64279
[15 empty] | 4.5132 | 221 | 3.8572 | -0.65606
[15 empty] | 4.5438 | 222 | 3.8746 | -0.66913
[15 empty] | 4.5741 | 223 | 3.8921 | -0.682
[15 empty] | 4.6042 | 224 | 3.9095 | -0.69466
[15 empty] | 4.6341 | 225 | 3.927 | -0.70711
[15 empty] | 4.6638 | 226 | 3.9444 | -0.71934
[15 empty] | 4.6933 | 227 | 3.9619 | -0.73135
[15 empty] | 4.7225 | 228 | 3.9794 | -0.74314
[15 empty] | 4.7515 | 229 | 3.9968 | -0.75471
[15 empty] | 4.7803 | 230 | 4.0143 | -0.76604
[15 empty] | 4.8089 | 231 | 4.0317 | -0.77715
[15 empty] | 4.8372 | 232 | 4.0492 | -0.78801
[15 empty] | 4.8653 | 233 | 4.0666 | -0.79864
[15 empty] | 4.8931 | 234 | 4.0841 | -0.80902
[15 empty] | 4.9207 | 235 | 4.1015 | -0.81915
[15 empty] | 4.948 | 236 | 4.119 | -0.82904
[15 empty] | 4.9751 | 237 | 4.1364 | -0.83867
[15 empty] | 5.0019 | 238 | 4.1539 | -0.84805
[15 empty] | 5.0285 | 239 | 4.1713 | -0.85717
[15 empty] | 5.0548 | 240 | 4.1888 | -0.86603
[15 empty] | 5.0809 | 241 | 4.2062 | -0.87462
[15 empty] | 5.1066 | 242 | 4.2237 | -0.88295
[15 empty] | 5.1322 | 243 | 4.2412 | -0.89101
[15 empty] | 5.1574 | 244 | 4.2586 | -0.89879
[15 empty] | 5.1824 | 245 | 4.2761 | -0.90631
[15 empty] | 5.2071 | 246 | 4.2935 | -0.91355
[15 empty] | 5.2315 | 247 | 4.311 | -0.9205
[15 empty] | 5.2556 | 248 | 4.3284 | -0.92718
[15 empty] | 5.2795 | 249 | 4.3459 | -0.93358
[15 empty] | 5.303 | 250 | 4.3633 | -0.93969
[15 empty] | 5.3263 | 251 | 4.3808 | -0.94552
[15 empty] | 5.3493 | 252 | 4.3982 | -0.95106
[15 empty] | 5.372 | 253 | 4.4157 | -0.9563
[15 empty] | 5.3944 | 254 | 4.4331 | -0.96126
[15 empty] | 5.4165 | 255 | 4.4506 | -0.96593
[15 empty] | 5.4383 | 256 | 4.468 | -0.9703
[15 empty] | 5.4599 | 257 | 4.4855 | -0.97437
[15 empty] | 5.4811 | 258 | 4.5029 | -0.97815
[15 empty] | 5.502 | 259 | 4.5204 | -0.98163
[15 empty] | 5.5227 | 260 | 4.5379 | -0.98481
[15 empty] | 5.543 | 261 | 4.5553 | -0.98769
[15 empty] | 5.563 | 262 | 4.5728 | -0.99027
[15 empty] | 5.5828 | 263 | 4.5902 | -0.99255
[15 empty] | 5.6022 | 264 | 4.6077 | -0.99452
[15 empty] | 5.6213 | 265 | 4.6251 | -0.99619
[15 empty] | 5.6401 | 266 | 4.6426 | -0.99756
[15 empty] | 5.6587 | 267 | 4.66 | -0.99863
[15 empty] | 5.6769 | 268 | 4.6775 | -0.99939
[15 empty] | 5.6948 | 269 | 4.6949 | -0.99985
[15 empty] | 5.7124 | 270 | 4.7124 | -1
[15 empty] | 5.7297 | 271 | 4.7298 | -0.99985
[15 empty] | 5.7467 | 272 | 4.7473 | -0.99939
[15 empty] | 5.7634 | 273 | 4.7647 | -0.99863
[15 empty] | 5.7798 | 274 | 4.7822 | -0.99756
[15 empty] | 5.7959 | 275 | 4.7997 | -0.99619
[15 empty] | 5.8116 | 276 | 4.8171 | -0.99452
[15 empty] | 5.8271 | 277 | 4.8346 | -0.99255
[15 empty] | 5.8423 | 278 | 4.852 | -0.99027
[15 empty] | 5.8572 | 279 | 4.8695 | -0.98769
[15 empty] | 5.8717 | 280 | 4.8869 | -0.98481
[15 empty] | 5.886 | 281 | 4.9044 | -0.98163
[15 empty] | 5.9 | 282 | 4.9218 | -0.97815
[15 empty] | 5.9137 | 283 | 4.9393 | -0.97437
[15 empty] | 5.927 | 284 | 4.9567 | -0.9703
[15 empty] | 5.9401 | 285 | 4.9742 | -0.96593
[15 empty] | 5.9529 | 286 | 4.9916 | -0.96126
[15 empty] | 5.9654 | 287 | 5.0091 | -0.9563
[15 empty] | 5.9776 | 288 | 5.0265 | -0.95106
[15 empty] | 5.9895 | 289 | 5.044 | -0.94552
[15 empty] | 6.0011 | 290 | 5.0615 | -0.93969
[15 empty] | 6.0125 | 291 | 5.0789 | -0.93358
[15 empty] | 6.0235 | 292 | 5.0964 | -0.92718
[15 empty] | 6.0343 | 293 | 5.1138 | -0.9205
[15 empty] | 6.0448 | 294 | 5.1313 | -0.91355
[15 empty] | 6.055 | 295 | 5.1487 | -0.90631
[15 empty] | 6.065 | 296 | 5.1662 | -0.89879
[15 empty] | 6.0746 | 297 | 5.1836 | -0.89101
[15 empty] | 6.084 | 298 | 5.2011 | -0.88295
[15 empty] | 6.0932 | 299 | 5.2185 | -0.87462
[15 empty] | 6.102 | 300 | 5.236 | -0.86603
[15 empty] | 6.1106 | 301 | 5.2534 | -0.85717
[15 empty] | 6.1189 | 302 | 5.2709 | -0.84805
[15 empty] | 6.127 | 303 | 5.2883 | -0.83867
[15 empty] | 6.1348 | 304 | 5.3058 | -0.82904
[15 empty] | 6.1424 | 305 | 5.3233 | -0.81915
[15 empty] | 6.1497 | 306 | 5.3407 | -0.80902
[15 empty] | 6.1568 | 307 | 5.3582 | -0.79864
[15 empty] | 6.1636 | 308 | 5.3756 | -0.78801
[15 empty] | 6.1702 | 309 | 5.3931 | -0.77715
[15 empty] | 6.1766 | 310 | 5.4105 | -0.76604
[15 empty] | 6.1827 | 311 | 5.428 | -0.75471
[15 empty] | 6.1886 | 312 | 5.4454 | -0.74314
[15 empty] | 6.1942 | 313 | 5.4629 | -0.73135
[15 empty] | 6.1997 | 314 | 5.4803 | -0.71934
[15 empty] | 6.2049 | 315 | 5.4978 | -0.70711
[15 empty] | 6.2099 | 316 | 5.5152 | -0.69466
[15 empty] | 6.2147 | 317 | 5.5327 | -0.682
[15 empty] | 6.2193 | 318 | 5.5501 | -0.66913
[15 empty] | 6.2237 | 319 | 5.5676 | -0.65606
[15 empty] | 6.2278 | 320 | 5.5851 | -0.64279
[15 empty] | 6.2318 | 321 | 5.6025 | -0.62932
[15 empty] | 6.2356 | 322 | 5.62 | -0.61566
[15 empty] | 6.2392 | 323 | 5.6374 | -0.60182
[15 empty] | 6.2427 | 324 | 5.6549 | -0.58779
[15 empty] | 6.2459 | 325 | 5.6723 | -0.57358
[15 empty] | 6.249 | 326 | 5.6898 | -0.55919
[15 empty] | 6.2519 | 327 | 5.7072 | -0.54464
[15 empty] | 6.2546 | 328 | 5.7247 | -0.52992
[15 empty] | 6.2572 | 329 | 5.7421 | -0.51504
[15 empty] | 6.2596 | 330 | 5.7596 | -0.5
[15 empty] | 6.2618 | 331 | 5.777 | -0.48481
[15 empty] | 6.264 | 332 | 5.7945 | -0.46947
[15 empty] | 6.2659 | 333 | 5.8119 | -0.45399
[15 empty] | 6.2678 | 334 | 5.8294 | -0.43837
[15 empty] | 6.2695 | 335 | 5.8469 | -0.42262
[15 empty] | 6.271 | 336 | 5.8643 | -0.40674
[15 empty] | 6.2725 | 337 | 5.8818 | -0.39073
[15 empty] | 6.2738 | 338 | 5.8992 | -0.37461
[15 empty] | 6.275 | 339 | 5.9167 | -0.35837
[15 empty] | 6.2761 | 340 | 5.9341 | -0.34202
[15 empty] | 6.2771 | 341 | 5.9516 | -0.32557
[15 empty] | 6.278 | 342 | 5.969 | -0.30902
[15 empty] | 6.2789 | 343 | 5.9865 | -0.29237
[15 empty] | 6.2796 | 344 | 6.0039 | -0.27564
[15 empty] | 6.2802 | 345 | 6.0214 | -0.25882
[15 empty] | 6.2808 | 346 | 6.0388 | -0.24192
[15 empty] | 6.2812 | 347 | 6.0563 | -0.22495
[15 empty] | 6.2817 | 348 | 6.0737 | -0.20791
[15 empty] | 6.282 | 349 | 6.0912 | -0.19081
[15 empty] | 6.2823 | 350 | 6.1087 | -0.17365
[15 empty] | 6.2825 | 351 | 6.1261 | -0.15643
[15 empty] | 6.2827 | 352 | 6.1436 | -0.13917
[15 empty] | 6.2829 | 353 | 6.161 | -0.12187
[15 empty] | 6.283 | 354 | 6.1785 | -0.10453
[15 empty] | 6.2831 | 355 | 6.1959 | -0.087156
[15 empty] | 6.2831 | 356 | 6.2134 | -0.069756
[15 empty] | 6.2832 | 357 | 6.2308 | -0.052336
[15 empty] | 6.2832 | 358 | 6.2483 | -0.034899
[15 empty] | 6.2832 | 359 | 6.2657 | -0.017452
[15 empty] | 6.2832 | 360 | 6.2832 | -2.4503e-16

## Date TabBox - Upper Orifice (hidden)
Diameter | D | 2 | feet
Radius | R | 1 | feet
depth of water | d | 0 | feet
Area of Channel |  | 3.1416 | ft^2
circular segment height | h | 0 | feet
central angle | a | 0 | radians
|  | 0 | degrees
circular segment area | K | 0 | ft^2
arc length | s | 0 | ft
flow area | A | 0 | ft^2
wetted perimeter | Pw | 0 | ft
hydraulic radius | Rh | 0 | ft
Isosceles Triangle
[6 empty] | A=B | 72 | inches
[6 empty] | Opening | 6 | inches
[6 empty] | vertical height | 71.9375 | inches
[6 empty] | Opening | 4.776 | degrees
Gravity | g | 32.2 | ft/sec^2
With Gate
Depth of water | 0 | ft
Flow Rate when water is above opening | 0 | Q=Cd*A*(2gH)^1/2 | 0 | This flow is pressured open tank flow | Assumed a discharge coefficient= |  | 0.7
FALSE
Flow Rate | 0 | ft^3/sec
Velocity | #DIV/0! | ft/sec
Flow Area | 0 | ft^2

## Data Table Box - Mannnings (hidden)
Diameter | D | 2 | feet
Radius | R | 1 | feet
depth of water | d (inches) | 1 | inches
depth of water | d | 0.083333 | feet
circular segment height | h | 0.083333 | feet
central angle | a | 0.82228 | radians
|  | 47.1129 | degrees
circular segment area | K | 0.04479 | ft^2
arc length | s | 0.82228 | ft
flow area | A | 0.04479 | ft^2
wetted perimeter | Pw | 0.82228 | ft
hydraulic radius | Rh | 0.05447 | ft
Slope | s | 1% | percent
|  | 0.01 | ft/ft
Mannings coefficient | n | 0.011
depth of water | d | 0.083333 | feet
Isosceles Triangle
Flow Rate | Q | 0.087179 | cfs
|  | 39.1258 | gpm | [6 empty] | A=B | 72 | inches
[10 empty] | Opening | 6 | inches
Velocity | V | 1.9464 | ft/sec | [6 empty] | vertical height | 71.9375 | inches
[10 empty] | Opening | 4.776 | degrees
Gravity | g | 32.2 | ft/sec^2
Data Table
Depth of Water (inches) | Flow (cfs) | Velocity (fps) | Depth (ft) | circular segment height | central angle | circular segment area | arc length | flow area | wetted perimeter | hydraulic radius
1 | 0.087179 | 1.9464 | 0.083333 | 0.083333 | 47.1129 | 0.04479 | 0.82228 | 0.04479 | 0.82228 | 0.05447
3 | 0.89276 | 3.9388 | 0.083333 | 0.25 | 82.8192 | 0.22666 | 1.4455 | 0.22666 | 1.4455 | 0.1568
5 | 2.5495 | 5.3769 | 0.083333 | 0.41667 | 108.6293 | 0.47417 | 1.8959 | 0.47417 | 1.8959 | 0.2501
7 | 4.9705 | 6.5209 | 0.083333 | 0.58333 | 130.7514 | 0.76225 | 2.282 | 0.76225 | 2.282 | 0.33402
9 | 8.0204 | 7.4535 | 0.083333 | 0.75 | 151.045 | 1.0761 | 2.6362 | 1.0761 | 2.6362 | 0.40818
11 | 11.5329 | 8.2125 | 0.083333 | 0.91667 | 170.4396 | 1.4043 | 2.9747 | 1.4043 | 2.9747 | 0.47208
13 | 15.3164 | 8.8163 | 0.083333 | 0.91667 | 170.4396 | 1.4043 | 2.9747 | 1.7373 | 3.3085 | 0.5251
15 | 19.1526 | 9.2725 | 0.083333 | 0.75 | 151.045 | 1.0761 | 2.6362 | 2.0655 | 3.647 | 0.56637
17 | 22.7912 | 9.5788 | 0.083333 | 0.58333 | 130.7514 | 0.76225 | 2.282 | 2.3793 | 4.0011 | 0.59467
19 | 25.931 | 9.7214 | 0.083333 | 0.41667 | 108.6293 | 0.47417 | 1.8959 | 2.6674 | 4.3872 | 0.608
21 | 28.1675 | 9.6632 | 0.083333 | 0.25 | 82.8192 | 0.22666 | 1.4455 | 2.9149 | 4.8377 | 0.60254
23 | 28.7391 | 9.2802 | 0.083333 | 0.083333 | 47.1129 | 0.04479 | 0.82228 | 3.0968 | 5.4609 | 0.56709
25 | #NUM! | #NUM! | 0.083333 | -0.083333 | #NUM! | #NUM! | #NUM! | #NUM! | #NUM! | #NUM!
27 | #NUM! | #NUM! | 0.083333 | -0.25 | #NUM! | #NUM! | #NUM! | #NUM! | #NUM! | #NUM!
29 | #NUM! | #NUM! | 0.083333 | -0.41667 | #NUM! | #NUM! | #NUM! | #NUM! | #NUM! | #NUM!
31 | #NUM! | #NUM! | 0.083333 | -0.58333 | #NUM! | #NUM! | #NUM! | #NUM! | #NUM! | #NUM!
33 | #NUM! | #NUM! | 0.083333 | -0.75 | #NUM! | #NUM! | #NUM! | #NUM! | #NUM! | #NUM!
35 | #NUM! | #NUM! | 0.083333 | -0.91667 | #NUM! | #NUM! | #NUM! | #NUM! | #NUM! | #NUM!
37 | #NUM! | #NUM! | 0.083333 | -1.0833 | #NUM! | #NUM! | #NUM! | #NUM! | #NUM! | #NUM!
39 | #NUM! | #NUM! | 0.083333 | -1.25 | #NUM! | #NUM! | #NUM! | #NUM! | #NUM! | #NUM!
41 | #NUM! | #NUM! | 0.083333 | -1.4167 | #NUM! | #NUM! | #NUM! | #NUM! | #NUM! | #NUM!
43 | #NUM! | #NUM! | 0.083333 | -1.5833 | #NUM! | #NUM! | #NUM! | #NUM! | #NUM! | #NUM!
45 | #NUM! | #NUM! | 0.083333 | -1.75 | #NUM! | #NUM! | #NUM! | #NUM! | #NUM! | #NUM!
47 | #NUM! | #NUM! | 0.083333 | -1.9167 | #NUM! | #NUM! | #NUM! | #NUM! | #NUM! | #NUM!
49 | #NUM! | #NUM! | 0.083333 | -2.0833 | #NUM! | #NUM! | #NUM! | #NUM! | #NUM! | #NUM!
51 | #NUM! | #NUM! | 0.083333 | -2.25 | #NUM! | #NUM! | #NUM! | #NUM! | #NUM! | #NUM!
53 | #NUM! | #NUM! | 0.083333 | -2.4167 | #NUM! | #NUM! | #NUM! | #NUM! | #NUM! | #NUM!
55 | #NUM! | #NUM! | 0.083333 | -2.5833 | #NUM! | #NUM! | #NUM! | #NUM! | #NUM! | #NUM!
57 | #NUM! | #NUM! | 0.083333 | -2.75 | #NUM! | #NUM! | #NUM! | #NUM! | #NUM! | #NUM!
59 | #NUM! | #NUM! | 0.083333 | -2.9167 | #NUM! | #NUM! | #NUM! | #NUM! | #NUM! | #NUM!
61 | #NUM! | #NUM! | 0.083333 | -3.0833 | #NUM! | #NUM! | #NUM! | #NUM! | #NUM! | #NUM!
63 | #NUM! | #NUM! | 0.083333 | -3.25 | #NUM! | #NUM! | #NUM! | #NUM! | #NUM! | #NUM!
65 | #NUM! | #NUM! | 0.083333 | -3.4167 | #NUM! | #NUM! | #NUM! | #NUM! | #NUM! | #NUM!
67 | #NUM! | #NUM! | 0.083333 | -3.5833 | #NUM! | #NUM! | #NUM! | #NUM! | #NUM! | #NUM!
69 | #NUM! | #NUM! | 0.083333 | -3.75 | #NUM! | #NUM! | #NUM! | #NUM! | #NUM! | #NUM!
71 | #NUM! | #NUM! | 0.083333 | -3.9167 | #NUM! | #NUM! | #NUM! | #NUM! | #NUM! | #NUM!

## Data Table Box - Static Force (hidden)
g | 32.2 | ft/sec^2
Density | 62.4 | lb/ft^3
Angle of gate | 0 | degrees
Weight of gate | 0 | lbs
Additional Weight | 0 | lbs
Height of Water | 0.083333 | feet
Center of Pressure | 0.027778
Wetted Area | -0.034764 | ft^2
Force on gate | -1.9403 | ft-lb/sec^2
Down force | 0 | ft-lb/sec^2

## Data TablBox - Angle of Opening (hidden)
Gravity | g | 32.2 | ft/sec^2
Density | r | 62.4 | lb/ft^3
Wetted Area |  | -0.034764 | ft^2
Weight of gate |  | 0 | lbs
Diameter of Gate |  | 2 | feet
Gate Status | 0 | Closed
depth of water | 0.083333 | ft
segment height | 3 | ft
Flow Velocity |  | 0 | ft/sec
Hydrostatic Force Moment |  | 0
Weight Moment |  | 0
Sin q |  | Closed
q |  | Fully Open |  | radians
|  | Fully Open |  | degrees

## Data TableBox - Full Pipe Flow) (hidden)
Gravity | g | 32.2 | ft/sec^2
Density | r | 62.4 | lb/ft^3
Wetted Area |  | 1.2272 | ft^2
Weight of gate |  | 80 | lbs
Diameter of Gate |  | 1.25 | feet
Flow Velocity |  | 6 | ft/sec |  | Flow Rate | 7.3631 | cfs
Hydrostatic Force Moment |  | 1148.6448 |  |  |  | 3304.5628 | gpm
Weight Moment |  | 1610
Sin q |  | 0.71344
q |  | 0.7944 |  | radians
|  | 45.5158 |  | degrees
Cd |  | 0.6
A |  | 1.2272 | ft^2
Height |  | 6 | ft
Height |  | 5.375
Volume |  | 297 | cfs | V=Cd*A*(2gH)^1/2
|  | 133293.6 | gpm
velocity |  | 242.0174 | ft/sec | 165.0118 | mph

## Data Table Box - Angle to Area (hidden)
Given center angle |  |  | Given Height of water
n | 67 | degrees | height of water | 3 | inches
| 1.1694 | radian | Central angle | 1.4455 | radians
|  |  |  | 82.8192 | degrees
D | 24 | inches | D | 24 | inches
r | 12 | inches | r | 12 | inches
A | 17.9183 | in 2 | Area | 32.6384
| 0.12443 | ft^2 |  | 0.22666 | ft^2
height of water | 1.9934 | inches
| 4000 | lbs
Weight | 3682.0194 | lbs
| 93.4041 | inches
| 7.7837 | feet